{"text_format":"3","workbook":"xls","n_sheets":20,"sheets":["封-1 招标工程量清单封面","扉-1 招标工程量清单扉页","表-01 总说明","表-08 分部分项工程和单价措施项目清单与计价表【4#分析","表-11 总价措施项目清单与计价表【4#分析测试中心增加砌","表-12 其他项目清单与计价汇总表【4#分析测试中心增加砌","表-13 规费、税金项目清单与计价表【4#分析测试中心增加","表-23 主要材料和工程设备选用表【4#分析测试中心增加砌","表-08 分部分项工程和单价措施项目清单与计价表【DX1预","表-11 总价措施项目清单与计价表【DX1预留设备间增加排","表-12 其他项目清单与计价汇总表【DX1预留设备间增加排","表-13 规费、税金项目清单与计价表【DX1预留设备间增加","表-23 主要材料和工程设备选用表【DX1预留设备间增加排","表-08 分部分项工程和单价措施项目清单与计价表【DX1预_1","表-11 总价措施项目清单与计价表【DX1预留设备间增加排_1","表-12 其他项目清单与计价汇总表【DX1预留设备间增加排_1","表-13 规费、税金项目清单与计价表【DX1预留设备间增加_1","表-23 主要材料和工程设备选用表【DX1预留设备间增加排_1","表-12 其他项目清单与计价汇总表【暂列金】","表-13 规费、税金项目清单与计价表【暂列金】"],"read":"whole","date_system":"1900","formulas":"cached_only"}

{"sheet":"封-1 招标工程量清单封面","index":0,"n_rows":9,"n_cols":6,"rows_kept":9,"merged":[[0,0,0,1],[0,2,0,4],[0,5,0,6],[1,0,1,6],[2,0,2,6],[3,1,3,2],[3,3,3,5],[4,1,4,2],[4,3,4,5],[5,1,5,2],[5,3,5,5],[6,1,6,2],[6,3,6,5],[7,1,7,2],[7,3,7,5],[8,0,8,1],[8,2,8,4],[8,5,8,6]],"flags":["formulas_cached_only"]}
[null,null,"沈阳万博材料研究中心项目一期地下室消防验收改造工程",null,null,"工程"]
["招标工程量清单"]
[]
[null,"招  标  人："]
[{"$nulls":3},"(单位盖章)"]
[null,"造价咨询人："]
[{"$nulls":3},"(单位盖章)"]
[{"$nulls":3},"   年   月   日"]
[{"$nulls":5},"封—1"]

{"sheet":"扉-1 招标工程量清单扉页","index":1,"n_rows":11,"n_cols":7,"rows_kept":11,"merged":[[0,0,0,1],[0,2,0,4],[0,5,0,6],[1,0,1,1],[1,2,1,4],[1,5,1,6],[2,1,2,2],[2,4,2,5],[3,1,3,2],[3,4,3,5],[4,1,4,2],[4,4,4,5],[5,1,5,2],[5,4,5,5],[6,1,6,2],[6,4,6,5],[7,1,7,2],[7,4,7,5],[8,1,8,2],[8,4,8,5],[9,1,9,2],[9,4,9,5],[10,0,10,1],[10,2,10,4],[10,5,10,6]],"flags":["formulas_cached_only"]}
[null,null,"沈阳万博材料研究中心项目一期地下室消防验收改造工程",null,null,"工程"]
[null,null,"招标工程量清单"]
[]
["招  标  人：",{"$nulls":3},"造 价咨询人："]
[null,"(单位盖章)",{"$nulls":4},"(单位盖章)"]
["法定代表人\n或其授权人：",{"$nulls":3},"法定代表人\n或其授权人："]
[null,"(签字或盖章)",{"$nulls":4},"(签字或盖章)"]
["编  制  人：",{"$nulls":3},"复  核  人："]
[null,"(造价人员签字盖章)",{"$nulls":4},"(造价人员签字盖章)"]
["编 制 时 间：","    年   月   日",null,null,"复 核 时 间：",null,"    年   月   日"]
[{"$nulls":5},"扉—1"]

{"sheet":"表-01 总说明","index":2,"n_rows":5,"n_cols":5,"rows_kept":5,"merged":[[0,1,0,3],[1,0,1,3],[2,0,3,4],[4,1,4,3]],"flags":["formulas_cached_only"]}
[null,"编  制  说  明"]
["工程名称：沈阳万博材料研究中心项目一期地下室消防验收改造工程",{"$nulls":3},"第  1  页  共  1  页"]
["一、工程概况 \n1.工程名称：沈阳万博材料研究中心项目一期地下室消防验收改造工程。\n2.工程地址：沈阳市浑南区创新路 280号。\n3.工程内容：包含DX1预留设备间增加排烟及补风系统、4#楼分析测试中心增加砌筑墙体、相关装饰吊顶拆除及恢复、已完工程成品保护、施工区域围挡设置以及为完成本工程所需要的一切施工内容。\n二、编制依据\n1.委托单位提供的设计图纸、技术及管理要求。\n2.《工程量清单计价规范》（2017-辽宁）。\n3.国家、省、市的其他有关文件及规定。\n三、特殊说明\n经与建设单位沟通，因装饰吊顶内情况无法完全确定存在原有管线无法避让等情况，存在较大不确定因素，考虑遇到障碍导致地下室消防验收改造工程无法按图纸设计施工等，预留不含税暂列金30000元，以现场实际发生的事项和工程量为准进行结算。'"]
[]
[{"$nulls":4},"表-01"]

{"sheet":"表-08 分部分项工程和单价措施项目清单与计价表【4#分析","index":3,"n_rows":70,"n_cols":14,"rows_kept":70,"merged":[[0,0,0,10],[0,11,0,13],[1,0,1,13],[2,0,2,5],[2,6,2,10],[2,11,2,13],[3,0,5,0],[3,1,5,2],[3,3,5,4],[3,5,5,6],[3,7,5,7],[3,8,5,9],[3,10,3,13],[4,10,5,11],[4,12,5,12],[6,1,6,2],[6,3,6,4],[6,5,6,6],[6,8,6,9],[6,10,6,11],[7,1,7,2],[7,3,7,4],[7,5,7,6],[7,8,7,9],[7,10,7,11],[8,1,8,2],[8,3,8,4],[8,5,8,6],[8,8,8,9],[8,10,8,11],[9,1,9,2],[9,3,9,4],[9,5,9,6],[9,8,9,9],[9,10,9,11],[10,1,10,2],[10,3,10,4],[10,5,10,6],[10,8,10,9],[10,10,10,11],[11,1,11,2],[11,3,11,4],[11,5,11,6],[11,8,11,9],[11,10,11,11],[12,1,12,2],[12,3,12,4],[12,5,12,6],[12,8,12,9],[12,10,12,11],[13,1,13,2],[13,3,13,4],[13,5,13,6],[13,8,13,9],[13,10,13,11],[14,1,14,2],[14,3,14,4],[14,5,14,6],[14,8,14,9],[14,10,14,11],[15,1,15,2],[15,3,15,4],[15,5,15,6],[15,8,15,9],[15,10,15,11],[16,0,16,9],[16,10,16,11],[17,0,17,1],[17,2,17,3],[17,4,17,5],[17,6,17,8],[17,9,17,10],[17,11,17,13],[18,0,18,10],[18,11,18,13],[19,0,19,13],[20,0,20,5],[20,6,20,10],[20,11,20,13],[21,0,23,0],[21,1,23,2],[21,3,23,4],[21,5,23,6],[21,7,23,7],[21,8,23,9],[21,10,21,13],[22,10,23,11],[22,12,23,12],[24,1,24,2],[24,3,24,4],[24,5,24,6],[24,8,24,9],[24,10,24,11],[25,1,25,2],[25,3,25,4],[25,5,25,6],[25,8,25,9],[25,10,25,11],[26,1,26,2],[26,3,26,4],[26,5,26,6],[26,8,26,9],[26,10,26,11],[27,1,27,2],[27,3,27,4],[27,5,27,6],[27,8,27,9],[27,10,27,11],[28,1,28,2],[28,3,28,4],[28,5,28,6],[28,8,28,9],[28,10,28,11],[29,1,29,2],[29,3,29,4],[29,5,29,6],[29,8,29,9],[29,10,29,11],[30,1,30,2],[30,3,30,4],[30,5,30,6],[30,8,30,9],[30,10,30,11],[31,1,31,2],[31,3,31,4],[31,5,31,6],[31,8,31,9],[31,10,31,11],[32,1,32,2],[32,3,32,4],[32,5,32,6],[32,8,32,9],[32,10,32,11],[33,0,33,9],[33,10,33,11],[34,0,34,1],[34,2,34,3],[34,4,34,5],[34,6,34,8],[34,9,34,10],[34,11,34,13],[35,0,35,10],[35,11,35,13],[36,0,36,13],[37,0,37,5],[37,6,37,10],[37,11,37,13],[38,0,40,0],[38,1,40,2],[38,3,40,4],[38,5,40,6],[38,7,40,7],[38,8,40,9],[38,10,38,13],[39,10,40,11],[39,12,40,12],[41,1,41,2],[41,3,41,4],[41,5,41,6],[41,8,41,9],[41,10,41,11],[42,1,42,2],[42,3,42,4],[42,5,42,6],[42,8,42,9],[42,10,42,11],[43,1,43,2],[43,3,43,4],[43,5,43,6],[43,8,43,9],[43,10,43,11],[44,1,44,2],[44,3,44,4],[44,5,44,6],[44,8,44,9],[44,10,44,11],[45,1,45,2],[45,3,45,4],[45,5,45,6],[45,8,45,9],[45,10,45,11],[46,1,46,2],[46,3,46,4],[46,5,46,6],[46,8,46,9],[46,10,46,11],[47,1,47,2],[47,3,47,4],[47,5,47,6],[47,8,47,9],[47,10,47,11],[48,1,48,2],[48,3,48,4],[48,5,48,6],[48,8,48,9],[48,10,48,11],[49,1,49,2],[49,3,49,4],[49,5,49,6],[49,8,49,9],[49,10,49,11],[50,1,50,2],[50,3,50,4],[50,5,50,6],[50,8,50,9],[50,10,50,11],[51,0,51,9],[51,10,51,11],[52,0,52,1],[52,2,52,3],[52,4,52,5],[52,6,52,8],[52,9,52,10],[52,11,52,13],[53,0,53,10],[53,11,53,13],[54,0,54,13],[55,0,55,5],[55,6,55,10],[55,11,55,13],[56,0,58,0],[56,1,58,2],[56,3,58,4],[56,5,58,6],[56,7,58,7],[56,8,58,9],[56,10,56,13],[57,10,58,11],[57,12,58,12],[59,1,59,2],[59,3,59,4],[59,5,59,6],[59,8,59,9],[59,10,59,11],[60,1,60,2],[60,3,60,4],[60,5,60,6],[60,8,60,9],[60,10,60,11],[61,1,61,2],[61,3,61,4],[61,5,61,6],[61,8,61,9],[61,10,61,11],[62,1,62,2],[62,3,62,4],[62,5,62,6],[62,8,62,9],[62,10,62,11],[63,1,63,2],[63,3,63,4],[63,5,63,6],[63,8,63,9],[63,10,63,11],[64,1,64,2],[64,3,64,4],[64,5,64,6],[64,8,64,9],[64,10,64,11],[65,1,65,2],[65,3,65,4],[65,5,65,6],[65,8,65,9],[65,10,65,11],[66,1,66,2],[66,3,66,4],[66,5,66,6],[66,8,66,9],[66,10,66,11],[67,0,67,9],[67,10,67,11],[68,0,68,9],[68,10,68,11],[69,0,69,1],[69,2,69,3],[69,4,69,5],[69,6,69,8],[69,9,69,10],[69,11,69,13]],"flags":["formulas_cached_only"]}
[]
["分部分项工程和单价措施项目清单与计价表"]
["工程名称：4#分析测试中心增加砌筑墙体工程",{"$nulls":5},"标段：沈阳万博材料研究中心项目一期地下室消防验收改造工程",{"$nulls":4},"第  1  页  共  4  页"]
["序号","项目编码",null,"项目名称",null,"项目特征描述",null,"计量单位","工程量",null,"金额（元）"]
[{"$nulls":10},"综合单价",null,"合价","其中"]
[{"$nulls":13},"人工费+机械费"]
[{"$nulls":3},"砌筑工程"]
[1,"010402001002",null,"轻集料混凝土小型空心砌块墙 墙厚 200mm",null,"1、部位：楼梯间内墙3.6m高以下部分\n2、做法：200厚LC7.5轻集料混凝土砌块\n3、要求：满足2小时耐火极限\n4、其他：满足设计规范及施工要求",null,"10m3",1]
[2,"010402001019",null,"轻集料混凝土小型空心砌块墙 墙厚 200mm",null,"1、部位：楼梯间内墙3.6m高以上部分\n2、做法：200厚LC7.5轻集料混凝土砌块\n3、要求：满足2小时耐火极限\n4、其他：满足设计规范及施工要求",null,"10m3",1]
[3,"010515013001",null,"砌体内加固钢筋",null,"1、部位：楼梯间隔墙\n2、做法：砌体内抗震拉结筋2Φ6\n3、其他：满足设计规范及施工要求",null,"t",0.09]
[4,"010516005001",null,"植筋 钢筋直径 6.5mm",null,"1、部位：楼梯间隔墙\n2、做法：框架柱全高每隔400mm设2Φ6拉筋，拉筋伸入墙体做植筋处理\n3、其他：满足设计规范及施工要求",null,"10个",16]
[{"$nulls":3},"钢筋、混凝土工程"]
[1,"010515001005",null,"现浇构件圆钢筋 钢筋HPB300 直径14mm",null,"1、部位：楼梯间隔墙通长过梁\n2、钢筋种类：一级钢筋Φ14\n2、其他：满足设计规范及施工要求",null,"t",0.07]
[2,"010515012002",null,"箍筋 圆钢HPB300 直径6.5mm",null,"1、部位：楼梯间隔墙过梁\n2、钢筋种类：一级钢筋Φ6\n2、其他：满足设计规范及施工要求",null,"t",0.01]
[3,"010503005001",null,"现浇混凝土梁 过梁",null,"1、部位：楼梯间通长过梁\n2、做法：C25混凝土\n3、其他：满足设计规范及施工要求",null,"10m3",0.052]
[4,"011702009002",null,"现浇混凝土模板 ",null,"1、部位：楼梯间过梁",null,"100m2",0.0664]
["本页小计"]
[{"$nulls":11},"表—08"]
[]
["分部分项工程和单价措施项目清单与计价表"]
["工程名称：4#分析测试中心增加砌筑墙体工程",{"$nulls":5},"标段：沈阳万博材料研究中心项目一期地下室消防验收改造工程",{"$nulls":4},"第  2  页  共  4  页"]
["序号","项目编码",null,"项目名称",null,"项目特征描述",null,"计量单位","工程量",null,"金额（元）"]
[{"$nulls":10},"综合单价",null,"合价","其中"]
[{"$nulls":13},"人工费+机械费"]
[{"$nulls":3},"过梁 复合模板 钢支撑",null,"2、做法：复合模板\n3、其他：满足设计规范及施工要求"]
[5,"010516005005",null,"植筋 钢筋直径 14mm",null,"1、部位：楼梯间过梁\n2、做法：过梁连接到两侧结构并做植筋处理\n3、其他：满足设计规范及施工要求",null,"10个",3.2]
[{"$nulls":3},"天棚"]
[1,"011606003006",null,"天棚面龙骨及饰面拆除 金属龙骨 石膏面",null,"1、部位：原石膏板天棚\n2、做法：拆除龙骨基层及石膏板面层\n3、其他：满足设计规范及施工要求",null,"10m2",4]
[2,"011302001027",null,"平面、跌级天棚 装配式U型轻钢天棚龙骨(不上人型) 规格 >600*600mm 平面",null,"1、部位：石膏板天棚吊顶\n2、做法：楼板底放线打孔安装膨胀螺栓；吊杆与楼板固定；8#镀锌低碳钢丝吊杆,中距横向400mm,纵向不大于800mm；U型轻钢次龙骨CB50,中距400mm,弹簧吊件连接；U型轻钢橫撑龙骨CS50,中距600mm；\n3、其他:满足设计规范及施工要求",null,"100m2",0.4]
[3,"011302001073",null,"平面、跌级天棚 胶合板基层18mm",null,"1、部位：楼梯间石膏板天棚\n2、做法：18mm厚阻燃夹板\n3、其他：满足设计规范及施工要求",null,"100m2",0.4]
[4,"011407006003",null,"木基层板 防火涂料二遍",null,"1、部位：楼梯间石膏板天棚\n2、做法：18mm厚阻燃夹板刷A级防火涂料处理\n3、其他：满足设计规范及施工要求",null,"100m2",0.8]
[5,"011302001094",null,"平面、跌级天棚 石膏板天棚面层 安在U型轻钢龙骨上",null,"1、部位：楼梯间石膏板天棚\n2、做法：12mm纸面石膏板\n3、其他：满足设计规范及施工要求",null,"100m2",0.4]
[6,"011407007001",null,"天棚、墙、柱面板缝粘贴胶带",null,"1、部位：楼梯间石膏板天棚\n2、做法：石膏板天棚接",null,"100m2",0.4]
["本页小计"]
[{"$nulls":11},"表—08"]
[]
["分部分项工程和单价措施项目清单与计价表"]
["工程名称：4#分析测试中心增加砌筑墙体工程",{"$nulls":5},"标段：沈阳万博材料研究中心项目一期地下室消防验收改造工程",{"$nulls":4},"第  3  页  共  4  页"]
["序号","项目编码",null,"项目名称",null,"项目特征描述",null,"计量单位","工程量",null,"金额（元）"]
[{"$nulls":10},"综合单价",null,"合价","其中"]
[{"$nulls":13},"人工费+机械费"]
[{"$nulls":5},"缝处贴嵌缝带\n3、其他：满足设计规范及施工要求"]
[7,"011407009004",null,"刮大白 天棚面 满刮三遍",null,"1、部位：楼梯间石膏板天棚\n2、做法：刮大白三遍\n3、其他：满足设计规范及施工要求",null,"100m2",0.4]
[8,"011406001012",null,"乳胶漆 室内 天棚面 二遍",null,"1、部位：楼梯间石膏板天棚\n2、做法：乳胶漆两遍\n3、其他：满足设计规范及施工要求",null,"100m2",0.4]
[{"$nulls":3},"墙面"]
[1,"011201004004",null,"立面砂浆找平层、界面剂 素水泥浆(有107胶)",null,"1、部位：楼梯间内墙\n2、做法：素水泥浆一道甩毛（内掺建筑胶）封底漆一道\n3、其他：满足设计规范及施工要求",null,"100m2",0.7464]
[2,"011201001010",null,"一般抹灰 挂钢丝网",null,"1、部位：楼梯间内墙\n2、做法：挂金属网\n3、其他：满足设计规范及施工要求",null,"100m2",0.7464]
[3,"011406003004",null,"刮腻子 墙面 满刮二遍",null,"1、部位：楼梯间内墙\n2、做法：满刮2mm厚耐水腻子抹平\n3、其他：满足设计规范及施工要求",null,"100m2",0.7464]
[4,"011201001012",null,"一般抹灰 内墙 (14+6mm)",null,"1、部位：楼梯间内墙\n2、做法：5mm厚1：0.5：2.5 水泥：石灰膏：砂浆找平；9mm厚1：0.5：2.5 水泥：石灰膏：砂浆打底扫毛\n3、其他：满足设计规范及施工要求",null,"100m2",0.7464]
[5,"011407001001",null,"内墙涂料 墙面 二遍",null,"1、部位：楼梯间内墙（棚下部分）、楼梯间内侧柱面\n2、做法：快干石膏粉填平基层，防水清漆一遍，面刮三遍腻子，砂纸打磨两遍走平，喷无机涂料两遍。\n3、其他：满足设计规范及施工要求",null,"100m2",0.6868]
[{"$nulls":3},"措施项目"]
["本页小计"]
[{"$nulls":11},"表—08"]
[]
["分部分项工程和单价措施项目清单与计价表"]
["工程名称：4#分析测试中心增加砌筑墙体工程",{"$nulls":5},"标段：沈阳万博材料研究中心项目一期地下室消防验收改造工程",{"$nulls":4},"第  4  页  共  4  页"]
["序号","项目编码",null,"项目名称",null,"项目特征描述",null,"计量单位","工程量",null,"金额（元）"]
[{"$nulls":10},"综合单价",null,"合价","其中"]
[{"$nulls":13},"人工费+机械费"]
[1,"01B001",null,"地面防护",null,"1、部位：楼梯间地面\n2、做法：两层9mm厚石膏板地面保护\n          一层无纺布地面保护\n3、其他：满足设计规范及施工要求",null,"100m2",0.4]
[2,"011707001007",null,"临时围挡、大门 简易围挡",null,"1、部位：楼梯间\n2、做法：设置临时围挡，围挡采用40mm*40mm*3mm镀锌方钢管焊接骨架，横向间距0.5m，纵向间距0.5m，骨架外挂白色双面喷绘布\n3、其他：满足设计规范及施工要求",null,"100m2",1.008]
[3,"01B004",null,"地面防护",null,"1、部位：室外石材铺装地面\n2、做法：9mm厚石膏板地面保护\n          一层无纺布地面保护\n3、其他：满足设计规范及施工要求",null,"100m2",3.5]
[4,"011616001001",null,"楼层运出垃圾 垂直运距15m以内",null,"1、部位：原石膏板天棚\n2、做法：拆除后垃圾外运（楼层）\n3、其他：满足设计规范及施工要求",null,"10m3",0.068]
[5,"011616001003",null,"建筑垃圾外运 运距1000m以内",null,"1、部位：原石膏板天棚\n2、做法：拆除后建筑垃圾运到指定地点，运距自定\n3、其他：满足设计规范及施工要求",null,"10m3",0.068]
[6,"011701006001",null,"单项脚手架 满堂脚手架 基本层(3.6m~5.2m)",null,"1、脚手架：装饰、砌筑施工措施综合考虑\n2、其他：满足设计规范及施工要求",null,"100m2",0.4]
[7,"040102007004",null,"人力车运 50m以内",null,"1、做法：建筑垃圾室外进货门运到东门沥青环路（人工手推车倒运）\n2、其他：满足设计规范及施工要求",null,"100m3",0.0068]
[8,"01B002",null,"垂直运输",null,"1、做法：材料运输\n2、其他：满足设计规范及施工技术要求",null,"项",1]
["本页小计"]
["合    计"]
[{"$nulls":11},"表—08"]

{"sheet":"表-11 总价措施项目清单与计价表【4#分析测试中心增加砌","index":4,"n_rows":36,"n_cols":14,"rows_kept":36,"merged":[[0,0,0,10],[0,11,0,13],[1,0,1,13],[2,0,2,4],[2,5,2,10],[2,11,2,13],[3,1,3,2],[3,3,3,5],[3,8,3,9],[3,10,3,11],[4,1,4,2],[4,3,4,5],[4,8,4,9],[4,10,4,11],[5,1,5,2],[5,3,5,5],[5,8,5,9],[5,10,5,11],[6,1,6,2],[6,3,6,5],[6,8,6,9],[6,10,6,11],[7,1,7,2],[7,3,7,5],[7,8,7,9],[7,10,7,11],[8,1,8,2],[8,3,8,5],[8,8,8,9],[8,10,8,11],[9,1,9,2],[9,3,9,5],[9,8,9,9],[9,10,9,11],[10,1,10,2],[10,3,10,5],[10,8,10,9],[10,10,10,11],[11,1,11,2],[11,3,11,5],[11,8,11,9],[11,10,11,11],[12,1,12,2],[12,3,12,5],[12,8,12,9],[12,10,12,11],[13,1,13,2],[13,3,13,5],[13,8,13,9],[13,10,13,11],[14,1,14,2],[14,3,14,5],[14,8,14,9],[14,10,14,11],[15,1,15,2],[15,3,15,5],[15,8,15,9],[15,10,15,11],[16,1,16,2],[16,3,16,5],[16,8,16,9],[16,10,16,11],[17,1,17,2],[17,3,17,5],[17,8,17,9],[17,10,17,11],[18,1,18,2],[18,3,18,5],[18,8,18,9],[18,10,18,11],[19,1,19,2],[19,3,19,5],[19,8,19,9],[19,10,19,11],[20,1,20,2],[20,3,20,5],[20,8,20,9],[20,10,20,11],[21,1,21,2],[21,3,21,5],[21,8,21,9],[21,10,21,11],[22,1,22,2],[22,3,22,5],[22,8,22,9],[22,10,22,11],[23,1,23,2],[23,3,23,5],[23,8,23,9],[23,10,23,11],[24,1,24,2],[24,3,24,5],[24,8,24,9],[24,10,24,11],[25,1,25,2],[25,3,25,5],[25,8,25,9],[25,10,25,11],[26,1,26,2],[26,3,26,5],[26,8,26,9],[26,10,26,11],[27,1,27,2],[27,3,27,5],[27,8,27,9],[27,10,27,11],[28,1,28,2],[28,3,28,5],[28,8,28,9],[28,10,28,11],[29,1,29,2],[29,3,29,5],[29,8,29,9],[29,10,29,11],[30,1,30,2],[30,3,30,5],[30,8,30,9],[30,10,30,11],[31,1,31,2],[31,3,31,5],[31,8,31,9],[31,10,31,11],[32,1,32,2],[32,3,32,5],[32,8,32,9],[32,10,32,11],[33,1,33,2],[33,3,33,5],[33,8,33,9],[33,10,33,11],[34,1,34,2],[34,3,34,5],[34,8,34,9],[34,10,34,11],[35,0,35,7],[35,8,35,9],[35,10,35,11]],"flags":["formulas_cached_only"]}
[]
["总价措施项目清单与计价表"]
["工程名称：4#分析测试中心增加砌筑墙体工程",{"$nulls":4},"标段：沈阳万博材料研究中心项目一期地下室消防验收改造工程",{"$nulls":5},"第  1  页  共  1  页"]
["序号","项目编码",null,"项目名称",null,null,"计算基础","费率(%)","金额(元)",null,"调整费率(%)",null,"调整后金额(元)","备注"]
[{"$nulls":3},"一般措施项目费(不含安全施工措施费)"]
[1,"011707001001",null,"文明施工和环境保护费"]
[2,"011707005001",null,"雨季施工费"]
[{"$nulls":3},"其他措施项目费"]
[3,"011707002001",null,"夜间施工增加费和白天施工需要照明费"]
[4,"011707004001",null,"二次搬运费"]
[5,"011707005002",null,"冬季施工费"]
[6,"011707007001",null,"已完工程及设备保护费"]
[7,"041109005001",null,"市政工程（含园林绿化工程）施工干扰费"]
{"$rows_empty":22}
["合    计"]

{"sheet":"表-12 其他项目清单与计价汇总表【4#分析测试中心增加砌","index":5,"n_rows":38,"n_cols":10,"rows_kept":38,"merged":[[0,0,0,7],[0,8,0,9],[1,0,1,9],[2,0,2,3],[2,4,2,7],[2,8,2,9],[3,0,3,1],[3,2,3,4],[3,5,3,6],[3,7,3,8],[4,0,4,1],[4,2,4,4],[4,5,4,6],[4,7,4,8],[5,0,5,1],[5,2,5,4],[5,5,5,6],[5,7,5,8],[6,0,6,1],[6,2,6,4],[6,5,6,6],[6,7,6,8],[7,0,7,1],[7,2,7,4],[7,5,7,6],[7,7,7,8],[8,0,8,1],[8,2,8,4],[8,5,8,6],[8,7,8,8],[9,0,9,1],[9,2,9,4],[9,5,9,6],[9,7,9,8],[10,0,10,1],[10,2,10,4],[10,5,10,6],[10,7,10,8],[11,0,11,1],[11,2,11,4],[11,5,11,6],[11,7,11,8],[12,0,12,1],[12,2,12,4],[12,5,12,6],[12,7,12,8],[13,0,13,1],[13,2,13,4],[13,5,13,6],[13,7,13,8],[14,0,14,1],[14,2,14,4],[14,5,14,6],[14,7,14,8],[15,0,15,1],[15,2,15,4],[15,5,15,6],[15,7,15,8],[16,0,16,1],[16,2,16,4],[16,5,16,6],[16,7,16,8],[17,0,17,1],[17,2,17,4],[17,5,17,6],[17,7,17,8],[18,0,18,1],[18,2,18,4],[18,5,18,6],[18,7,18,8],[19,0,19,1],[19,2,19,4],[19,5,19,6],[19,7,19,8],[20,0,20,1],[20,2,20,4],[20,5,20,6],[20,7,20,8],[21,0,21,1],[21,2,21,4],[21,5,21,6],[21,7,21,8],[22,0,22,1],[22,2,22,4],[22,5,22,6],[22,7,22,8],[23,0,23,1],[23,2,23,4],[23,5,23,6],[23,7,23,8],[24,0,24,1],[24,2,24,4],[24,5,24,6],[24,7,24,8],[25,0,25,1],[25,2,25,4],[25,5,25,6],[25,7,25,8],[26,0,26,1],[26,2,26,4],[26,5,26,6],[26,7,26,8],[27,0,27,1],[27,2,27,4],[27,5,27,6],[27,7,27,8],[28,0,28,1],[28,2,28,4],[28,5,28,6],[28,7,28,8],[29,0,29,1],[29,2,29,4],[29,5,29,6],[29,7,29,8],[30,0,30,1],[30,2,30,4],[30,5,30,6],[30,7,30,8],[31,0,31,1],[31,2,31,4],[31,5,31,6],[31,7,31,8],[32,0,32,1],[32,2,32,4],[32,5,32,6],[32,7,32,8],[33,0,33,1],[33,2,33,4],[33,5,33,6],[33,7,33,8],[34,0,34,1],[34,2,34,4],[34,5,34,6],[34,7,34,8],[35,0,35,1],[35,2,35,4],[35,5,35,6],[35,7,35,8],[36,0,36,1],[36,2,36,4],[36,5,36,6],[36,7,36,8],[37,0,37,4],[37,5,37,6],[37,7,37,8]],"flags":["formulas_cached_only"]}
[]
["其他项目清单与计价汇总表"]
["工程名称：4#分析测试中心增加砌筑墙体工程",{"$nulls":3},"标段：沈阳万博材料研究中心项目一期地下室消防验收改造工程",{"$nulls":3},"第  1  页  共  1  页"]
["序号",null,"项目名称",null,null,"金额(元)",null,"结算金额(元)",null,"备注"]
["1",null,"暂列金额",{"$nulls":6},"明细详见表-12-1"]
["2",null,"暂估价"]
["2.1",null,"材料（工程设备）暂估价",null,null,"—",{"$nulls":3},"明细详见表-12-2"]
["2.2",null,"专业工程暂估价",{"$nulls":6},"明细详见表-12-3"]
["3",null,"计日工",{"$nulls":6},"明细详见表-12-4"]
["4",null,"总承包服务费",{"$nulls":6},"明细详见表-12-5"]
["5",null,"工程担保费"]
{"$rows_empty":26}
["合    计"]

{"sheet":"表-13 规费、税金项目清单与计价表【4#分析测试中心增加","index":6,"n_rows":47,"n_cols":11,"rows_kept":47,"merged":[[0,0,0,7],[0,8,0,10],[1,0,1,10],[2,0,2,3],[2,4,2,7],[2,8,2,10],[3,1,3,4],[3,5,3,6],[3,7,3,8],[4,1,4,4],[4,5,4,6],[4,7,4,8],[5,1,5,4],[5,5,5,6],[5,7,5,8],[6,1,6,4],[6,5,6,6],[6,7,6,8],[7,1,7,4],[7,5,7,6],[7,7,7,8],[8,1,8,4],[8,5,8,6],[8,7,8,8],[9,1,9,4],[9,5,9,6],[9,7,9,8],[10,1,10,4],[10,5,10,6],[10,7,10,8],[11,1,11,4],[11,5,11,6],[11,7,11,8],[12,1,12,4],[12,5,12,6],[12,7,12,8],[13,1,13,4],[13,5,13,6],[13,7,13,8],[14,1,14,4],[14,5,14,6],[14,7,14,8],[15,1,15,4],[15,5,15,6],[15,7,15,8],[16,1,16,4],[16,5,16,6],[16,7,16,8],[17,1,17,4],[17,5,17,6],[17,7,17,8],[18,1,18,4],[18,5,18,6],[18,7,18,8],[19,1,19,4],[19,5,19,6],[19,7,19,8],[20,1,20,4],[20,5,20,6],[20,7,20,8],[21,1,21,4],[21,5,21,6],[21,7,21,8],[22,1,22,4],[22,5,22,6],[22,7,22,8],[23,1,23,4],[23,5,23,6],[23,7,23,8],[24,1,24,4],[24,5,24,6],[24,7,24,8],[25,1,25,4],[25,5,25,6],[25,7,25,8],[26,1,26,4],[26,5,26,6],[26,7,26,8],[27,1,27,4],[27,5,27,6],[27,7,27,8],[28,1,28,4],[28,5,28,6],[28,7,28,8],[29,1,29,4],[29,5,29,6],[29,7,29,8],[30,1,30,4],[30,5,30,6],[30,7,30,8],[31,1,31,4],[31,5,31,6],[31,7,31,8],[32,1,32,4],[32,5,32,6],[32,7,32,8],[33,1,33,4],[33,5,33,6],[33,7,33,8],[34,1,34,4],[34,5,34,6],[34,7,34,8],[35,1,35,4],[35,5,35,6],[35,7,35,8],[36,1,36,4],[36,5,36,6],[36,7,36,8],[37,1,37,4],[37,5,37,6],[37,7,37,8],[38,1,38,4],[38,5,38,6],[38,7,38,8],[39,1,39,4],[39,5,39,6],[39,7,39,8],[40,1,40,4],[40,5,40,6],[40,7,40,8],[41,1,41,4],[41,5,41,6],[41,7,41,8],[42,1,42,4],[42,5,42,6],[42,7,42,8],[43,1,43,4],[43,5,43,6],[43,7,43,8],[44,1,44,4],[44,5,44,6],[44,7,44,8],[45,1,45,4],[45,5,45,6],[45,7,45,8],[46,0,46,9]],"flags":["formulas_cached_only"]}
[]
["规费、税金项目计价表"]
["工程名称：4#分析测试中心增加砌筑墙体工程",{"$nulls":3},"标段：沈阳万博材料研究中心项目一期地下室消防验收改造工程",{"$nulls":3},"第  1  页  共  1  页"]
["序号","项目名称",{"$nulls":3},"计算基础",null,"计算基数",null,"计算费率(%)","金额（元）"]
["1","规费"]
["1.1","社会保障费"]
["1.2","住房公积金"]
["1.3","工程排污费"]
["1.4","其它"]
["1.5","工伤保险"]
["2","税金"]
{"$rows_empty":35}
["合    计"]

{"sheet":"表-23 主要材料和工程设备选用表【4#分析测试中心增加砌","index":7,"n_rows":23,"n_cols":11,"rows_kept":23,"merged":[[0,0,0,10],[1,0,1,7],[1,8,1,10],[2,3,2,4],[2,7,2,8],[3,3,3,4],[3,7,3,8],[4,3,4,4],[4,7,4,8],[5,3,5,4],[5,7,5,8],[6,3,6,4],[6,7,6,8],[7,3,7,4],[7,7,7,8],[8,3,8,4],[8,7,8,8],[9,3,9,4],[9,7,9,8],[10,3,10,4],[10,7,10,8],[11,3,11,4],[11,7,11,8],[12,3,12,4],[12,7,12,8],[13,3,13,4],[13,7,13,8],[14,3,14,4],[14,7,14,8],[15,3,15,4],[15,7,15,8],[16,3,16,4],[16,7,16,8],[17,3,17,4],[17,7,17,8],[18,3,18,4],[18,7,18,8],[19,3,19,4],[19,7,19,8],[20,3,20,4],[20,7,20,8],[21,3,21,4],[21,7,21,8],[22,3,22,4],[22,7,22,8],[23,3,23,4],[23,7,23,8],[24,3,24,4],[24,7,24,8],[25,3,25,4],[25,7,25,8],[26,3,26,4],[26,7,26,8],[27,3,27,4],[27,7,27,8],[28,3,28,4],[28,7,28,8],[29,3,29,4],[29,7,29,8],[30,3,30,4],[30,7,30,8],[31,3,31,4],[31,7,31,8],[32,3,32,4],[32,7,32,8],[33,3,33,4],[33,7,33,8],[34,3,34,4],[34,7,34,8],[35,3,35,4],[35,7,35,8],[36,3,36,4],[36,7,36,8],[37,3,37,4],[37,7,37,8],[38,3,38,4],[38,7,38,8],[39,3,39,4],[39,7,39,8],[40,3,40,4],[40,7,40,8],[41,3,41,4],[41,7,41,8],[42,3,42,4],[42,7,42,8],[43,3,43,4],[43,7,43,8],[44,3,44,4],[44,7,44,8],[45,3,45,4],[45,7,45,8],[46,3,46,4],[46,7,46,8],[47,3,47,4],[47,7,47,8],[48,0,48,10]],"flags":["formulas_cached_only"]}
["主要材料和工程设备选用表"]
["工程名称：4#分析测试中心增加砌筑墙体工程",{"$nulls":7},"第 1 页  共 1 页"]
["序号","材料设备名称","单位","市场价",null,"数量","品牌","厂家",null,"规格型号","备注"]
[1,"型钢","t",{"$nulls":6},"综合"]
[2,"石膏板","m2",{"$nulls":6},"9mm厚石膏板"]
[3,"无纺布","m2"]
[4,"LC7.5轻集料混凝土砌块","m3",{"$nulls":6},"390*190*190"]
[5,"LC7.5轻集料混凝土砌块","m3",{"$nulls":6},"390*190*190"]
[6,"陶粒混凝土实心砖","千块",{"$nulls":6},"190*90*53"]
[7,"HPB300","kg",{"$nulls":6},"φ14"]
[8,"圆钢","t",{"$nulls":6},"Φ6"]
[9,"结构胶","L"]
[10,"白色双面喷绘布","m2"]
[11,"阻燃夹板","m2",{"$nulls":6},"δ18"]
[12,"钢丝网","m2",{"$nulls":6},"综合"]
[13,"成品腻子粉","kg"]
[14,"纸面石膏板","m2",{"$nulls":6},"12mm厚"]
[15,"轻钢龙骨不上人型(平面)","m2",{"$nulls":6},"600*600以上"]
[16,"苯丙乳胶漆","kg",{"$nulls":6},"内墙用"]
[17,"无机涂料","kg"]
[18,"预拌混凝土","m3",{"$nulls":6},"C25"]
[19,"干混砌筑砂浆","m3",{"$nulls":6},"DM M10"]
[20,"干混抹灰砂浆","m3",{"$nulls":6},"DP M20"]

{"sheet":"表-08 分部分项工程和单价措施项目清单与计价表【DX1预","index":8,"n_rows":81,"n_cols":14,"rows_kept":81,"merged":[[0,0,0,10],[0,11,0,13],[1,0,1,13],[2,0,2,5],[2,6,2,10],[2,11,2,13],[3,0,5,0],[3,1,5,2],[3,3,5,4],[3,5,5,6],[3,7,5,7],[3,8,5,9],[3,10,3,13],[4,10,5,11],[4,12,5,12],[6,1,6,2],[6,3,6,4],[6,5,6,6],[6,8,6,9],[6,10,6,11],[7,1,7,2],[7,3,7,4],[7,5,7,6],[7,8,7,9],[7,10,7,11],[8,1,8,2],[8,3,8,4],[8,5,8,6],[8,8,8,9],[8,10,8,11],[9,1,9,2],[9,3,9,4],[9,5,9,6],[9,8,9,9],[9,10,9,11],[10,1,10,2],[10,3,10,4],[10,5,10,6],[10,8,10,9],[10,10,10,11],[11,1,11,2],[11,3,11,4],[11,5,11,6],[11,8,11,9],[11,10,11,11],[12,1,12,2],[12,3,12,4],[12,5,12,6],[12,8,12,9],[12,10,12,11],[13,1,13,2],[13,3,13,4],[13,5,13,6],[13,8,13,9],[13,10,13,11],[14,1,14,2],[14,3,14,4],[14,5,14,6],[14,8,14,9],[14,10,14,11],[15,0,15,9],[15,10,15,11],[16,0,16,1],[16,2,16,3],[16,4,16,5],[16,6,16,8],[16,9,16,10],[16,11,16,13],[17,0,17,10],[17,11,17,13],[18,0,18,13],[19,0,19,5],[19,6,19,10],[19,11,19,13],[20,0,22,0],[20,1,22,2],[20,3,22,4],[20,5,22,6],[20,7,22,7],[20,8,22,9],[20,10,20,13],[21,10,22,11],[21,12,22,12],[23,1,23,2],[23,3,23,4],[23,5,23,6],[23,8,23,9],[23,10,23,11],[24,1,24,2],[24,3,24,4],[24,5,24,6],[24,8,24,9],[24,10,24,11],[25,1,25,2],[25,3,25,4],[25,5,25,6],[25,8,25,9],[25,10,25,11],[26,1,26,2],[26,3,26,4],[26,5,26,6],[26,8,26,9],[26,10,26,11],[27,1,27,2],[27,3,27,4],[27,5,27,6],[27,8,27,9],[27,10,27,11],[28,1,28,2],[28,3,28,4],[28,5,28,6],[28,8,28,9],[28,10,28,11],[29,1,29,2],[29,3,29,4],[29,5,29,6],[29,8,29,9],[29,10,29,11],[30,1,30,2],[30,3,30,4],[30,5,30,6],[30,8,30,9],[30,10,30,11],[31,0,31,9],[31,10,31,11],[32,0,32,1],[32,2,32,3],[32,4,32,5],[32,6,32,8],[32,9,32,10],[32,11,32,13],[33,0,33,10],[33,11,33,13],[34,0,34,13],[35,0,35,5],[35,6,35,10],[35,11,35,13],[36,0,38,0],[36,1,38,2],[36,3,38,4],[36,5,38,6],[36,7,38,7],[36,8,38,9],[36,10,36,13],[37,10,38,11],[37,12,38,12],[39,1,39,2],[39,3,39,4],[39,5,39,6],[39,8,39,9],[39,10,39,11],[40,1,40,2],[40,3,40,4],[40,5,40,6],[40,8,40,9],[40,10,40,11],[41,1,41,2],[41,3,41,4],[41,5,41,6],[41,8,41,9],[41,10,41,11],[42,1,42,2],[42,3,42,4],[42,5,42,6],[42,8,42,9],[42,10,42,11],[43,1,43,2],[43,3,43,4],[43,5,43,6],[43,8,43,9],[43,10,43,11],[44,1,44,2],[44,3,44,4],[44,5,44,6],[44,8,44,9],[44,10,44,11],[45,1,45,2],[45,3,45,4],[45,5,45,6],[45,8,45,9],[45,10,45,11],[46,1,46,2],[46,3,46,4],[46,5,46,6],[46,8,46,9],[46,10,46,11],[47,1,47,2],[47,3,47,4],[47,5,47,6],[47,8,47,9],[47,10,47,11],[48,0,48,9],[48,10,48,11],[49,0,49,1],[49,2,49,3],[49,4,49,5],[49,6,49,8],[49,9,49,10],[49,11,49,13],[50,0,50,10],[50,11,50,13],[51,0,51,13],[52,0,52,5],[52,6,52,10],[52,11,52,13],[53,0,55,0],[53,1,55,2],[53,3,55,4],[53,5,55,6],[53,7,55,7],[53,8,55,9],[53,10,53,13],[54,10,55,11],[54,12,55,12],[56,1,56,2],[56,3,56,4],[56,5,56,6],[56,8,56,9],[56,10,56,11],[57,1,57,2],[57,3,57,4],[57,5,57,6],[57,8,57,9],[57,10,57,11],[58,1,58,2],[58,3,58,4],[58,5,58,6],[58,8,58,9],[58,10,58,11],[59,1,59,2],[59,3,59,4],[59,5,59,6],[59,8,59,9],[59,10,59,11],[60,1,60,2],[60,3,60,4],[60,5,60,6],[60,8,60,9],[60,10,60,11],[61,1,61,2],[61,3,61,4],[61,5,61,6],[61,8,61,9],[61,10,61,11],[62,1,62,2],[62,3,62,4],[62,5,62,6],[62,8,62,9],[62,10,62,11],[63,1,63,2],[63,3,63,4],[63,5,63,6],[63,8,63,9],[63,10,63,11],[64,1,64,2],[64,3,64,4],[64,5,64,6],[64,8,64,9],[64,10,64,11],[65,1,65,2],[65,3,65,4],[65,5,65,6],[65,8,65,9],[65,10,65,11],[66,1,66,2],[66,3,66,4],[66,5,66,6],[66,8,66,9],[66,10,66,11],[67,1,67,2],[67,3,67,4],[67,5,67,6],[67,8,67,9],[67,10,67,11],[68,1,68,2],[68,3,68,4],[68,5,68,6],[68,8,68,9],[68,10,68,11],[69,1,69,2],[69,3,69,4],[69,5,69,6],[69,8,69,9],[69,10,69,11],[70,1,70,2],[70,3,70,4],[70,5,70,6],[70,8,70,9],[70,10,70,11],[71,1,71,2],[71,3,71,4],[71,5,71,6],[71,8,71,9],[71,10,71,11],[72,1,72,2],[72,3,72,4],[72,5,72,6],[72,8,72,9],[72,10,72,11],[73,1,73,2],[73,3,73,4],[73,5,73,6],[73,8,73,9],[73,10,73,11],[74,1,74,2],[74,3,74,4],[74,5,74,6],[74,8,74,9],[74,10,74,11],[75,1,75,2],[75,3,75,4],[75,5,75,6],[75,8,75,9],[75,10,75,11],[76,1,76,2],[76,3,76,4],[76,5,76,6],[76,8,76,9],[76,10,76,11],[77,1,77,2],[77,3,77,4],[77,5,77,6],[77,8,77,9],[77,10,77,11],[78,0,78,9],[78,10,78,11],[79,0,79,9],[79,10,79,11],[80,0,80,1],[80,2,80,3],[80,4,80,5],[80,6,80,8],[80,9,80,10],[80,11,80,13]],"flags":["formulas_cached_only"]}
[]
["分部分项工程和单价措施项目清单与计价表"]
["工程名称：DX1预留设备间增加排烟及补风系统-土建",{"$nulls":5},"标段：沈阳万博材料研究中心项目一期地下室消防验收改造工程",{"$nulls":4},"第  1  页  共  4  页"]
["序号","项目编码",null,"项目名称",null,"项目特征描述",null,"计量单位","工程量",null,"金额（元）"]
[{"$nulls":10},"综合单价",null,"合价","其中"]
[{"$nulls":13},"人工费+机械费"]
[{"$nulls":3},"天棚、墙面工程"]
[1,"011606003009",null,"天棚面龙骨及饰面拆除 金属龙骨 石膏面",null,"1、部位：原有石膏板天棚\n2、做法：拆除原有石膏板天棚龙骨基层及面层\n2、其他：符合设计规范及施工要求",null,"10m2",22.447]
[2,"011606003005",null,"天棚面龙骨及饰面拆除 金属龙骨 金属面",null,"1、部位：原有铝板天棚\n2、做法：拆除原有铝板天棚龙骨基层及面层\n2、其他：符合设计规范及施工要求",null,"10m2",0.516]
[3,"011302001027",null,"平面、跌级天棚 装配式U型轻钢天棚龙骨(不上人型) 规格 >600*600mm 平面",null,"1、部位：石膏板天棚吊顶\n2、做法：楼板底放线打孔安装膨胀螺栓；吊杆与楼板固定；8#镀锌低碳钢丝吊杆,中距横向400mm,纵向不大于800mm；U型轻钢次龙骨CB50,中距400mm,弹簧吊件连接；U型轻钢橫撑龙骨CS50,中距600mm；\n3、其他：满足设计规范及施工要求",null,"100m2",2.069]
[4,"011302001073",null,"平面、跌级天棚 胶合板基层18mm",null,"1、部位：石膏板天棚\n2、做法：18mm厚阻燃夹板\n3、其他：满足设计规范及施工要求",null,"100m2",2.2447]
[5,"011407006003",null,"木基层板 防火涂料二遍",null,"1、部位：石膏板天棚\n2、做法：18mm厚阻燃夹板刷A级防火涂料处理\n3、其他：满足设计规范及施工要求",null,"100m2",4.4894]
[6,"011302001094",null,"平面、跌级天棚 石膏板天棚面层 安在U型轻钢龙骨上",null,"1、部位：天棚石膏板面层\n2、做法：12mm纸面石膏板\n3、其他：满足设计规范及施工要求",null,"100m2",2.2843]
[7,"011407002012",null,"防潮涂料 天棚面",null,"1、部位：石膏板天棚\n2、做法：满刷防潮涂料两道,纵横各一道\n3、其他：满足设计规范及施工要求",null,"100m2",2.2843]
[8,"011407007001",null,"天棚、墙、柱面板缝粘贴胶带",null,"1、部位：石膏板天棚\n2、做法：接缝处贴嵌缝带",null,"100m2",2.2843]
["本页小计"]
[{"$nulls":11},"表—08"]
[]
["分部分项工程和单价措施项目清单与计价表"]
["工程名称：DX1预留设备间增加排烟及补风系统-土建",{"$nulls":5},"标段：沈阳万博材料研究中心项目一期地下室消防验收改造工程",{"$nulls":4},"第  2  页  共  4  页"]
["序号","项目编码",null,"项目名称",null,"项目特征描述",null,"计量单位","工程量",null,"金额（元）"]
[{"$nulls":10},"综合单价",null,"合价","其中"]
[{"$nulls":13},"人工费+机械费"]
[{"$nulls":5},"3、其他：满足设计规范及施工要求"]
[9,"011407002001",null,"内墙涂料 天棚面 二遍",null,"1、部位：石膏板天棚、百叶风口处石膏板\n2、做法：满刮2mm厚面层耐水腻子找平；防水防霉无机涂料饰面层两遍\n3、其他：满足设计规范及施工要求",null,"100m2",2.2843]
[10,"011502004002",null,"石膏平面装饰线 宽度 >100mm",null,"1、石膏板造型\n2、规格：0.2*1.5*0.15\n3、满足设计及施工规范要求",null,"100m",0.015]
[11,"011302001039",null,"平面、跌级天棚 装配式T型铝合金天棚龙骨(不上人型) 规格 300*300mm 平面",null,"1、部位：铝板天棚吊顶\n2、做法：钢筋混凝土楼板吊点按设计要求放线,钻孔安装膨胀螺栓,双向中距1200mm；8# 钢筋品杆,双向中距不大于1200mm,吊杆上部与板底膨胀螺栓固定；U型轻钢主龙骨横撑龙骨DU38X12,中距1200mm与钢筋吊杆连接找平；型轻钢次龙骨横撑龙骨TB16 X32,中距600mm；T型轻钢龙骨横撑龙骨TB16 X26,中距600mm。\n3、其他：满足设计规范及施工要求",null,"100m2",0.0516]
[12,"011302001127",null,"平面、跌级天棚 方型铝扣板 300*300",null,"1、部位：铝板烤漆面层\n2、做法：铝合金烤漆面层,嵌入安装（铝板利旧）\n3、其他：满足设计规范及施工技术要求",null,"100m2",0.0516]
[13,"011304003004",null,"灯光孔、风口 每个面积在0.5m2以内 开孔",null,"1、部位：石膏板天棚\n2、做法：铝合金检修口开孔\n3、其他：满足设计规范及施工技术要求",null,"10个",0.1]
[14,"011304003005",null,"灯光孔、风口 每个面积在0.5m2以内 开孔",null,"1、部位：石膏板包封处\n2、做法：铁质检修口开口\n3、其他：满足设计规范及施工技术要求",null,"10个",0.1]
[15,"011304003001",null,"灯光孔、风口 每个面积在0.02m2以内 开",null,"1、部位：石膏板天棚\n2、做法：筒灯、射灯开孔",null,"10个",2.7]
["本页小计"]
[{"$nulls":11},"表—08"]
[]
["分部分项工程和单价措施项目清单与计价表"]
["工程名称：DX1预留设备间增加排烟及补风系统-土建",{"$nulls":5},"标段：沈阳万博材料研究中心项目一期地下室消防验收改造工程",{"$nulls":4},"第  3  页  共  4  页"]
["序号","项目编码",null,"项目名称",null,"项目特征描述",null,"计量单位","工程量",null,"金额（元）"]
[{"$nulls":10},"综合单价",null,"合价","其中"]
[{"$nulls":13},"人工费+机械费"]
[{"$nulls":3},"孔",null,"3、符合设计规范及施工要求"]
[16,"01B004",null,"铝合金成品检修孔",null,"1、部位：石膏板天棚\n2、做法：3mm厚500mm*500mm铝合金成品检修口安装\n3、其他：满足设计规范及施工技术要求",null,"个",1]
[17,"01B005",null,"成品铁质检修口",null,"1、部位：石膏板包封处\n2、做法：400*400铁质成品检修口安装\n3、其他：满足设计规范及施工技术要求",null,"个",1]
[{"$nulls":3},"措施项目"]
[1,"01B001",null,"地面防护",null,"1、部位：室内预留设备用房拆除范围地面\n2、做法：两层9mm厚石膏板地面保护；一层无纺布地面保护\n3、其他：满足设计规范及施工要求",null,"100m2",2.8955]
[2,"01B002",null,"墙面及顶棚保护",null,"1、部位：墙面及顶棚未拆除区域\n2、做法：覆盖3mm厚塑料薄膜保护\n3、其他：满足设计规范及施工要求",null,"100m2",2.9803]
[3,"011707001030",null,"临时围挡、大门 简易围挡",null,"1、部位：预留设备用房非墙体部位\n2、做法：设置临时围挡，围挡采用40mm*40mm*3mm镀锌方钢管焊接骨架，横向间距0.5m，纵向间距0.5m，骨架外挂白色双面喷绘布\n3、其他：满足设计规范及施工要求",null,"100m2",1.0097]
[4,"01B007",null,"地面防护",null,"1、部位：室外，室内楼道石材铺装地面\n2、做法：9mm厚石膏板地面保护\n          一层无纺布地面保护\n3、其他：满足设计规范及施工要求",null,"100m2",2]
[5,"011616001001",null,"楼层运出垃圾 垂直运距15m以内",null,"1、部位：原石膏板天棚\n2、做法：拆除后垃圾外运（楼层）",null,"10m3",0.381599]
["本页小计"]
[{"$nulls":11},"表—08"]
[]
["分部分项工程和单价措施项目清单与计价表"]
["工程名称：DX1预留设备间增加排烟及补风系统-土建",{"$nulls":5},"标段：沈阳万博材料研究中心项目一期地下室消防验收改造工程",{"$nulls":4},"第  4  页  共  4  页"]
["序号","项目编码",null,"项目名称",null,"项目特征描述",null,"计量单位","工程量",null,"金额（元）"]
[{"$nulls":10},"综合单价",null,"合价","其中"]
[{"$nulls":13},"人工费+机械费"]
[{"$nulls":5},"3、其他：满足设计规范及施工要求"]
[6,"011616001003",null,"建筑垃圾外运 运距1000m以内",null,"1、部位：原石膏板天棚\n2、做法：拆除后建筑垃圾运到指定地点，运距自定\n3、其他：满足设计规范及施工要求",null,"10m3",0.381599]
[7,"040102007004",null,"人力车运 50m以内",null,"1、做法：建筑垃圾货梯运到西门沥青环路（人工及手推车倒运）\n3、其他：满足设计规范及施工要求",null,"100m3",0.03816]
[8,"01B006",null,"垂直运输",null,"1、做法：材料运输\n2、其他：满足设计规范及施工技术要求",null,"项",1]
[9,"011701006001",null,"单项脚手架 满堂脚手架 基本层(3.6m~5.2m)",null,"1、脚手架：装饰施工措施综合考虑\n2、其他：满足设计规范及施工要求",null,"100m2",2.1206]
{"$rows_empty":17}
["本页小计"]
["合    计"]
[{"$nulls":11},"表—08"]

{"sheet":"表-11 总价措施项目清单与计价表【DX1预留设备间增加排","index":9,"n_rows":36,"n_cols":14,"rows_kept":36,"merged":[[0,0,0,10],[0,11,0,13],[1,0,1,13],[2,0,2,4],[2,5,2,10],[2,11,2,13],[3,1,3,2],[3,3,3,5],[3,8,3,9],[3,10,3,11],[4,1,4,2],[4,3,4,5],[4,8,4,9],[4,10,4,11],[5,1,5,2],[5,3,5,5],[5,8,5,9],[5,10,5,11],[6,1,6,2],[6,3,6,5],[6,8,6,9],[6,10,6,11],[7,1,7,2],[7,3,7,5],[7,8,7,9],[7,10,7,11],[8,1,8,2],[8,3,8,5],[8,8,8,9],[8,10,8,11],[9,1,9,2],[9,3,9,5],[9,8,9,9],[9,10,9,11],[10,1,10,2],[10,3,10,5],[10,8,10,9],[10,10,10,11],[11,1,11,2],[11,3,11,5],[11,8,11,9],[11,10,11,11],[12,1,12,2],[12,3,12,5],[12,8,12,9],[12,10,12,11],[13,1,13,2],[13,3,13,5],[13,8,13,9],[13,10,13,11],[14,1,14,2],[14,3,14,5],[14,8,14,9],[14,10,14,11],[15,1,15,2],[15,3,15,5],[15,8,15,9],[15,10,15,11],[16,1,16,2],[16,3,16,5],[16,8,16,9],[16,10,16,11],[17,1,17,2],[17,3,17,5],[17,8,17,9],[17,10,17,11],[18,1,18,2],[18,3,18,5],[18,8,18,9],[18,10,18,11],[19,1,19,2],[19,3,19,5],[19,8,19,9],[19,10,19,11],[20,1,20,2],[20,3,20,5],[20,8,20,9],[20,10,20,11],[21,1,21,2],[21,3,21,5],[21,8,21,9],[21,10,21,11],[22,1,22,2],[22,3,22,5],[22,8,22,9],[22,10,22,11],[23,1,23,2],[23,3,23,5],[23,8,23,9],[23,10,23,11],[24,1,24,2],[24,3,24,5],[24,8,24,9],[24,10,24,11],[25,1,25,2],[25,3,25,5],[25,8,25,9],[25,10,25,11],[26,1,26,2],[26,3,26,5],[26,8,26,9],[26,10,26,11],[27,1,27,2],[27,3,27,5],[27,8,27,9],[27,10,27,11],[28,1,28,2],[28,3,28,5],[28,8,28,9],[28,10,28,11],[29,1,29,2],[29,3,29,5],[29,8,29,9],[29,10,29,11],[30,1,30,2],[30,3,30,5],[30,8,30,9],[30,10,30,11],[31,1,31,2],[31,3,31,5],[31,8,31,9],[31,10,31,11],[32,1,32,2],[32,3,32,5],[32,8,32,9],[32,10,32,11],[33,1,33,2],[33,3,33,5],[33,8,33,9],[33,10,33,11],[34,1,34,2],[34,3,34,5],[34,8,34,9],[34,10,34,11],[35,0,35,7],[35,8,35,9],[35,10,35,11]],"flags":["formulas_cached_only"]}
[]
["总价措施项目清单与计价表"]
["工程名称：DX1预留设备间增加排烟及补风系统-土建",{"$nulls":4},"标段：沈阳万博材料研究中心项目一期地下室消防验收改造工程",{"$nulls":5},"第  1  页  共  1  页"]
["序号","项目编码",null,"项目名称",null,null,"计算基础","费率(%)","金额(元)",null,"调整费率(%)",null,"调整后金额(元)","备注"]
[{"$nulls":3},"一般措施项目费(不含安全施工措施费)"]
[1,"011707001001",null,"文明施工和环境保护费"]
[2,"011707005001",null,"雨季施工费"]
[{"$nulls":3},"其他措施项目费"]
[3,"011707002001",null,"夜间施工增加费和白天施工需要照明费"]
[4,"011707004001",null,"二次搬运费"]
[5,"011707005002",null,"冬季施工费"]
[6,"011707007001",null,"已完工程及设备保护费"]
[7,"041109005001",null,"市政工程（含园林绿化工程）施工干扰费"]
{"$rows_empty":22}
["合    计"]

{"sheet":"表-12 其他项目清单与计价汇总表【DX1预留设备间增加排","index":10,"n_rows":38,"n_cols":10,"rows_kept":38,"merged":[[0,0,0,7],[0,8,0,9],[1,0,1,9],[2,0,2,3],[2,4,2,7],[2,8,2,9],[3,0,3,1],[3,2,3,4],[3,5,3,6],[3,7,3,8],[4,0,4,1],[4,2,4,4],[4,5,4,6],[4,7,4,8],[5,0,5,1],[5,2,5,4],[5,5,5,6],[5,7,5,8],[6,0,6,1],[6,2,6,4],[6,5,6,6],[6,7,6,8],[7,0,7,1],[7,2,7,4],[7,5,7,6],[7,7,7,8],[8,0,8,1],[8,2,8,4],[8,5,8,6],[8,7,8,8],[9,0,9,1],[9,2,9,4],[9,5,9,6],[9,7,9,8],[10,0,10,1],[10,2,10,4],[10,5,10,6],[10,7,10,8],[11,0,11,1],[11,2,11,4],[11,5,11,6],[11,7,11,8],[12,0,12,1],[12,2,12,4],[12,5,12,6],[12,7,12,8],[13,0,13,1],[13,2,13,4],[13,5,13,6],[13,7,13,8],[14,0,14,1],[14,2,14,4],[14,5,14,6],[14,7,14,8],[15,0,15,1],[15,2,15,4],[15,5,15,6],[15,7,15,8],[16,0,16,1],[16,2,16,4],[16,5,16,6],[16,7,16,8],[17,0,17,1],[17,2,17,4],[17,5,17,6],[17,7,17,8],[18,0,18,1],[18,2,18,4],[18,5,18,6],[18,7,18,8],[19,0,19,1],[19,2,19,4],[19,5,19,6],[19,7,19,8],[20,0,20,1],[20,2,20,4],[20,5,20,6],[20,7,20,8],[21,0,21,1],[21,2,21,4],[21,5,21,6],[21,7,21,8],[22,0,22,1],[22,2,22,4],[22,5,22,6],[22,7,22,8],[23,0,23,1],[23,2,23,4],[23,5,23,6],[23,7,23,8],[24,0,24,1],[24,2,24,4],[24,5,24,6],[24,7,24,8],[25,0,25,1],[25,2,25,4],[25,5,25,6],[25,7,25,8],[26,0,26,1],[26,2,26,4],[26,5,26,6],[26,7,26,8],[27,0,27,1],[27,2,27,4],[27,5,27,6],[27,7,27,8],[28,0,28,1],[28,2,28,4],[28,5,28,6],[28,7,28,8],[29,0,29,1],[29,2,29,4],[29,5,29,6],[29,7,29,8],[30,0,30,1],[30,2,30,4],[30,5,30,6],[30,7,30,8],[31,0,31,1],[31,2,31,4],[31,5,31,6],[31,7,31,8],[32,0,32,1],[32,2,32,4],[32,5,32,6],[32,7,32,8],[33,0,33,1],[33,2,33,4],[33,5,33,6],[33,7,33,8],[34,0,34,1],[34,2,34,4],[34,5,34,6],[34,7,34,8],[35,0,35,1],[35,2,35,4],[35,5,35,6],[35,7,35,8],[36,0,36,1],[36,2,36,4],[36,5,36,6],[36,7,36,8],[37,0,37,4],[37,5,37,6],[37,7,37,8]],"flags":["formulas_cached_only"]}
[]
["其他项目清单与计价汇总表"]
["工程名称：DX1预留设备间增加排烟及补风系统-土建",{"$nulls":3},"标段：沈阳万博材料研究中心项目一期地下室消防验收改造工程",{"$nulls":3},"第  1  页  共  1  页"]
["序号",null,"项目名称",null,null,"金额(元)",null,"结算金额(元)",null,"备注"]
["1",null,"暂列金额",{"$nulls":6},"明细详见表-12-1"]
["2",null,"暂估价"]
["2.1",null,"材料（工程设备）暂估价",null,null,"—",{"$nulls":3},"明细详见表-12-2"]
["2.2",null,"专业工程暂估价",{"$nulls":6},"明细详见表-12-3"]
["3",null,"计日工",{"$nulls":6},"明细详见表-12-4"]
["4",null,"总承包服务费",{"$nulls":6},"明细详见表-12-5"]
["5",null,"工程担保费"]
{"$rows_empty":26}
["合    计"]

{"sheet":"表-13 规费、税金项目清单与计价表【DX1预留设备间增加","index":11,"n_rows":47,"n_cols":11,"rows_kept":47,"merged":[[0,0,0,7],[0,8,0,10],[1,0,1,10],[2,0,2,3],[2,4,2,7],[2,8,2,10],[3,1,3,4],[3,5,3,6],[3,7,3,8],[4,1,4,4],[4,5,4,6],[4,7,4,8],[5,1,5,4],[5,5,5,6],[5,7,5,8],[6,1,6,4],[6,5,6,6],[6,7,6,8],[7,1,7,4],[7,5,7,6],[7,7,7,8],[8,1,8,4],[8,5,8,6],[8,7,8,8],[9,1,9,4],[9,5,9,6],[9,7,9,8],[10,1,10,4],[10,5,10,6],[10,7,10,8],[11,1,11,4],[11,5,11,6],[11,7,11,8],[12,1,12,4],[12,5,12,6],[12,7,12,8],[13,1,13,4],[13,5,13,6],[13,7,13,8],[14,1,14,4],[14,5,14,6],[14,7,14,8],[15,1,15,4],[15,5,15,6],[15,7,15,8],[16,1,16,4],[16,5,16,6],[16,7,16,8],[17,1,17,4],[17,5,17,6],[17,7,17,8],[18,1,18,4],[18,5,18,6],[18,7,18,8],[19,1,19,4],[19,5,19,6],[19,7,19,8],[20,1,20,4],[20,5,20,6],[20,7,20,8],[21,1,21,4],[21,5,21,6],[21,7,21,8],[22,1,22,4],[22,5,22,6],[22,7,22,8],[23,1,23,4],[23,5,23,6],[23,7,23,8],[24,1,24,4],[24,5,24,6],[24,7,24,8],[25,1,25,4],[25,5,25,6],[25,7,25,8],[26,1,26,4],[26,5,26,6],[26,7,26,8],[27,1,27,4],[27,5,27,6],[27,7,27,8],[28,1,28,4],[28,5,28,6],[28,7,28,8],[29,1,29,4],[29,5,29,6],[29,7,29,8],[30,1,30,4],[30,5,30,6],[30,7,30,8],[31,1,31,4],[31,5,31,6],[31,7,31,8],[32,1,32,4],[32,5,32,6],[32,7,32,8],[33,1,33,4],[33,5,33,6],[33,7,33,8],[34,1,34,4],[34,5,34,6],[34,7,34,8],[35,1,35,4],[35,5,35,6],[35,7,35,8],[36,1,36,4],[36,5,36,6],[36,7,36,8],[37,1,37,4],[37,5,37,6],[37,7,37,8],[38,1,38,4],[38,5,38,6],[38,7,38,8],[39,1,39,4],[39,5,39,6],[39,7,39,8],[40,1,40,4],[40,5,40,6],[40,7,40,8],[41,1,41,4],[41,5,41,6],[41,7,41,8],[42,1,42,4],[42,5,42,6],[42,7,42,8],[43,1,43,4],[43,5,43,6],[43,7,43,8],[44,1,44,4],[44,5,44,6],[44,7,44,8],[45,1,45,4],[45,5,45,6],[45,7,45,8],[46,0,46,9]],"flags":["formulas_cached_only"]}
[]
["规费、税金项目计价表"]
["工程名称：DX1预留设备间增加排烟及补风系统-土建",{"$nulls":3},"标段：沈阳万博材料研究中心项目一期地下室消防验收改造工程",{"$nulls":3},"第  1  页  共  1  页"]
["序号","项目名称",{"$nulls":3},"计算基础",null,"计算基数",null,"计算费率(%)","金额（元）"]
["1","规费"]
["1.1","社会保障费"]
["1.2","住房公积金"]
["1.3","工程排污费"]
["1.4","其它"]
["1.5","工伤保险"]
["2","税金"]
{"$rows_empty":35}
["合    计"]

{"sheet":"表-23 主要材料和工程设备选用表【DX1预留设备间增加排","index":12,"n_rows":23,"n_cols":11,"rows_kept":23,"merged":[[0,0,0,10],[1,0,1,7],[1,8,1,10],[2,3,2,4],[2,7,2,8],[3,3,3,4],[3,7,3,8],[4,3,4,4],[4,7,4,8],[5,3,5,4],[5,7,5,8],[6,3,6,4],[6,7,6,8],[7,3,7,4],[7,7,7,8],[8,3,8,4],[8,7,8,8],[9,3,9,4],[9,7,9,8],[10,3,10,4],[10,7,10,8],[11,3,11,4],[11,7,11,8],[12,3,12,4],[12,7,12,8],[13,3,13,4],[13,7,13,8],[14,3,14,4],[14,7,14,8],[15,3,15,4],[15,7,15,8],[16,3,16,4],[16,7,16,8],[17,3,17,4],[17,7,17,8],[18,3,18,4],[18,7,18,8],[19,3,19,4],[19,7,19,8],[20,3,20,4],[20,7,20,8],[21,3,21,4],[21,7,21,8],[22,3,22,4],[22,7,22,8],[23,3,23,4],[23,7,23,8],[24,3,24,4],[24,7,24,8],[25,3,25,4],[25,7,25,8],[26,3,26,4],[26,7,26,8],[27,3,27,4],[27,7,27,8],[28,3,28,4],[28,7,28,8],[29,3,29,4],[29,7,29,8],[30,3,30,4],[30,7,30,8],[31,3,31,4],[31,7,31,8],[32,3,32,4],[32,7,32,8],[33,3,33,4],[33,7,33,8],[34,3,34,4],[34,7,34,8],[35,3,35,4],[35,7,35,8],[36,3,36,4],[36,7,36,8],[37,3,37,4],[37,7,37,8],[38,3,38,4],[38,7,38,8],[39,3,39,4],[39,7,39,8],[40,3,40,4],[40,7,40,8],[41,3,41,4],[41,7,41,8],[42,3,42,4],[42,7,42,8],[43,3,43,4],[43,7,43,8],[44,3,44,4],[44,7,44,8],[45,3,45,4],[45,7,45,8],[46,3,46,4],[46,7,46,8],[47,3,47,4],[47,7,47,8],[48,0,48,10]],"flags":["formulas_cached_only"]}
["主要材料和工程设备选用表"]
["工程名称：DX1预留设备间增加排烟及补风系统-土建",{"$nulls":7},"第 1 页  共 1 页"]
["序号","材料设备名称","单位","市场价",null,"数量","品牌","厂家",null,"规格型号","备注"]
[1,"垂直运输","项"]
[2,"其他材料费","元"]
[3,"型钢","t",{"$nulls":6},"综合"]
[4,"铁件","kg",{"$nulls":6},"综合"]
[5,"镀锌铁丝","kg",{"$nulls":6},"φ4.0"]
[6,"石膏板","m2",{"$nulls":6},"9mm厚石膏板"]
[7,"无纺布","m2"]
[8,"塑料薄膜","m2",{"$nulls":6},"3mm厚"]
[9,"白色双面喷绘布","m2"]
[10,"阻燃夹板","m2",{"$nulls":6},"δ18"]
[11,"成品腻子粉","kg"]
[12,"纸面石膏板","m2",{"$nulls":6},"12mm厚"]
[13,"自攻螺钉","百个"]
[14,"吊杆","kg"]
[15,"轻钢龙骨不上人型(平面)","m2",{"$nulls":6},"600*600以上"]
[16,"铝合金龙骨不上人型(平面)","m2",{"$nulls":6},"300*300"]
[17,"防潮涂料","kg"]
[18,"防水防霉涂料","kg"]
[19,"防火涂料","kg"]
[20,"贴缝网带","m"]

{"sheet":"表-08 分部分项工程和单价措施项目清单与计价表【DX1预_1","index":13,"n_rows":117,"n_cols":14,"rows_kept":117,"merged":[[0,0,0,10],[0,11,0,13],[1,0,1,13],[2,0,2,5],[2,6,2,10],[2,11,2,13],[3,0,5,0],[3,1,5,2],[3,3,5,4],[3,5,5,6],[3,7,5,7],[3,8,5,9],[3,10,3,13],[4,10,5,11],[4,12,5,12],[6,1,6,2],[6,3,6,4],[6,5,6,6],[6,8,6,9],[6,10,6,11],[7,1,7,2],[7,3,7,4],[7,5,7,6],[7,8,7,9],[7,10,7,11],[8,1,8,2],[8,3,8,4],[8,5,8,6],[8,8,8,9],[8,10,8,11],[9,1,9,2],[9,3,9,4],[9,5,9,6],[9,8,9,9],[9,10,9,11],[10,1,10,2],[10,3,10,4],[10,5,10,6],[10,8,10,9],[10,10,10,11],[11,1,11,2],[11,3,11,4],[11,5,11,6],[11,8,11,9],[11,10,11,11],[12,1,12,2],[12,3,12,4],[12,5,12,6],[12,8,12,9],[12,10,12,11],[13,1,13,2],[13,3,13,4],[13,5,13,6],[13,8,13,9],[13,10,13,11],[14,1,14,2],[14,3,14,4],[14,5,14,6],[14,8,14,9],[14,10,14,11],[15,1,15,2],[15,3,15,4],[15,5,15,6],[15,8,15,9],[15,10,15,11],[16,1,16,2],[16,3,16,4],[16,5,16,6],[16,8,16,9],[16,10,16,11],[17,1,17,2],[17,3,17,4],[17,5,17,6],[17,8,17,9],[17,10,17,11],[18,1,18,2],[18,3,18,4],[18,5,18,6],[18,8,18,9],[18,10,18,11],[19,1,19,2],[19,3,19,4],[19,5,19,6],[19,8,19,9],[19,10,19,11],[20,0,20,9],[20,10,20,11],[21,0,21,1],[21,2,21,3],[21,4,21,5],[21,6,21,8],[21,9,21,10],[21,11,21,13],[22,0,22,10],[22,11,22,13],[23,0,23,13],[24,0,24,5],[24,6,24,10],[24,11,24,13],[25,0,27,0],[25,1,27,2],[25,3,27,4],[25,5,27,6],[25,7,27,7],[25,8,27,9],[25,10,25,13],[26,10,27,11],[26,12,27,12],[28,1,28,2],[28,3,28,4],[28,5,28,6],[28,8,28,9],[28,10,28,11],[29,1,29,2],[29,3,29,4],[29,5,29,6],[29,8,29,9],[29,10,29,11],[30,1,30,2],[30,3,30,4],[30,5,30,6],[30,8,30,9],[30,10,30,11],[31,1,31,2],[31,3,31,4],[31,5,31,6],[31,8,31,9],[31,10,31,11],[32,1,32,2],[32,3,32,4],[32,5,32,6],[32,8,32,9],[32,10,32,11],[33,1,33,2],[33,3,33,4],[33,5,33,6],[33,8,33,9],[33,10,33,11],[34,1,34,2],[34,3,34,4],[34,5,34,6],[34,8,34,9],[34,10,34,11],[35,1,35,2],[35,3,35,4],[35,5,35,6],[35,8,35,9],[35,10,35,11],[36,1,36,2],[36,3,36,4],[36,5,36,6],[36,8,36,9],[36,10,36,11],[37,1,37,2],[37,3,37,4],[37,5,37,6],[37,8,37,9],[37,10,37,11],[38,1,38,2],[38,3,38,4],[38,5,38,6],[38,8,38,9],[38,10,38,11],[39,1,39,2],[39,3,39,4],[39,5,39,6],[39,8,39,9],[39,10,39,11],[40,1,40,2],[40,3,40,4],[40,5,40,6],[40,8,40,9],[40,10,40,11],[41,0,41,9],[41,10,41,11],[42,0,42,1],[42,2,42,3],[42,4,42,5],[42,6,42,8],[42,9,42,10],[42,11,42,13],[43,0,43,10],[43,11,43,13],[44,0,44,13],[45,0,45,5],[45,6,45,10],[45,11,45,13],[46,0,48,0],[46,1,48,2],[46,3,48,4],[46,5,48,6],[46,7,48,7],[46,8,48,9],[46,10,46,13],[47,10,48,11],[47,12,48,12],[49,1,49,2],[49,3,49,4],[49,5,49,6],[49,8,49,9],[49,10,49,11],[50,1,50,2],[50,3,50,4],[50,5,50,6],[50,8,50,9],[50,10,50,11],[51,1,51,2],[51,3,51,4],[51,5,51,6],[51,8,51,9],[51,10,51,11],[52,1,52,2],[52,3,52,4],[52,5,52,6],[52,8,52,9],[52,10,52,11],[53,1,53,2],[53,3,53,4],[53,5,53,6],[53,8,53,9],[53,10,53,11],[54,1,54,2],[54,3,54,4],[54,5,54,6],[54,8,54,9],[54,10,54,11],[55,1,55,2],[55,3,55,4],[55,5,55,6],[55,8,55,9],[55,10,55,11],[56,1,56,2],[56,3,56,4],[56,5,56,6],[56,8,56,9],[56,10,56,11],[57,1,57,2],[57,3,57,4],[57,5,57,6],[57,8,57,9],[57,10,57,11],[58,1,58,2],[58,3,58,4],[58,5,58,6],[58,8,58,9],[58,10,58,11],[59,1,59,2],[59,3,59,4],[59,5,59,6],[59,8,59,9],[59,10,59,11],[60,1,60,2],[60,3,60,4],[60,5,60,6],[60,8,60,9],[60,10,60,11],[61,1,61,2],[61,3,61,4],[61,5,61,6],[61,8,61,9],[61,10,61,11],[62,1,62,2],[62,3,62,4],[62,5,62,6],[62,8,62,9],[62,10,62,11],[63,0,63,9],[63,10,63,11],[64,0,64,1],[64,2,64,3],[64,4,64,5],[64,6,64,8],[64,9,64,10],[64,11,64,13],[65,0,65,10],[65,11,65,13],[66,0,66,13],[67,0,67,5],[67,6,67,10],[67,11,67,13],[68,0,70,0],[68,1,70,2],[68,3,70,4],[68,5,70,6],[68,7,70,7],[68,8,70,9],[68,10,68,13],[69,10,70,11],[69,12,70,12],[71,1,71,2],[71,3,71,4],[71,5,71,6],[71,8,71,9],[71,10,71,11],[72,1,72,2],[72,3,72,4],[72,5,72,6],[72,8,72,9],[72,10,72,11],[73,1,73,2],[73,3,73,4],[73,5,73,6],[73,8,73,9],[73,10,73,11],[74,1,74,2],[74,3,74,4],[74,5,74,6],[74,8,74,9],[74,10,74,11],[75,1,75,2],[75,3,75,4],[75,5,75,6],[75,8,75,9],[75,10,75,11],[76,1,76,2],[76,3,76,4],[76,5,76,6],[76,8,76,9],[76,10,76,11],[77,1,77,2],[77,3,77,4],[77,5,77,6],[77,8,77,9],[77,10,77,11],[78,1,78,2],[78,3,78,4],[78,5,78,6],[78,8,78,9],[78,10,78,11],[79,1,79,2],[79,3,79,4],[79,5,79,6],[79,8,79,9],[79,10,79,11],[80,1,80,2],[80,3,80,4],[80,5,80,6],[80,8,80,9],[80,10,80,11],[81,1,81,2],[81,3,81,4],[81,5,81,6],[81,8,81,9],[81,10,81,11],[82,1,82,2],[82,3,82,4],[82,5,82,6],[82,8,82,9],[82,10,82,11],[83,1,83,2],[83,3,83,4],[83,5,83,6],[83,8,83,9],[83,10,83,11],[84,0,84,9],[84,10,84,11],[85,0,85,1],[85,2,85,3],[85,4,85,5],[85,6,85,8],[85,9,85,10],[85,11,85,13],[86,0,86,10],[86,11,86,13],[87,0,87,13],[88,0,88,5],[88,6,88,10],[88,11,88,13],[89,0,91,0],[89,1,91,2],[89,3,91,4],[89,5,91,6],[89,7,91,7],[89,8,91,9],[89,10,89,13],[90,10,91,11],[90,12,91,12],[92,1,92,2],[92,3,92,4],[92,5,92,6],[92,8,92,9],[92,10,92,11],[93,1,93,2],[93,3,93,4],[93,5,93,6],[93,8,93,9],[93,10,93,11],[94,1,94,2],[94,3,94,4],[94,5,94,6],[94,8,94,9],[94,10,94,11],[95,1,95,2],[95,3,95,4],[95,5,95,6],[95,8,95,9],[95,10,95,11],[96,1,96,2],[96,3,96,4],[96,5,96,6],[96,8,96,9],[96,10,96,11],[97,1,97,2],[97,3,97,4],[97,5,97,6],[97,8,97,9],[97,10,97,11],[98,1,98,2],[98,3,98,4],[98,5,98,6],[98,8,98,9],[98,10,98,11],[99,1,99,2],[99,3,99,4],[99,5,99,6],[99,8,99,9],[99,10,99,11],[100,1,100,2],[100,3,100,4],[100,5,100,6],[100,8,100,9],[100,10,100,11],[101,1,101,2],[101,3,101,4],[101,5,101,6],[101,8,101,9],[101,10,101,11],[102,1,102,2],[102,3,102,4],[102,5,102,6],[102,8,102,9],[102,10,102,11],[103,1,103,2],[103,3,103,4],[103,5,103,6],[103,8,103,9],[103,10,103,11],[104,1,104,2],[104,3,104,4],[104,5,104,6],[104,8,104,9],[104,10,104,11],[105,1,105,2],[105,3,105,4],[105,5,105,6],[105,8,105,9],[105,10,105,11],[106,1,106,2],[106,3,106,4],[106,5,106,6],[106,8,106,9],[106,10,106,11],[107,1,107,2],[107,3,107,4],[107,5,107,6],[107,8,107,9],[107,10,107,11],[108,1,108,2],[108,3,108,4],[108,5,108,6],[108,8,108,9],[108,10,108,11],[109,1,109,2],[109,3,109,4],[109,5,109,6],[109,8,109,9],[109,10,109,11],[110,1,110,2],[110,3,110,4],[110,5,110,6],[110,8,110,9],[110,10,110,11],[111,1,111,2],[111,3,111,4],[111,5,111,6],[111,8,111,9],[111,10,111,11],[112,1,112,2],[112,3,112,4],[112,5,112,6],[112,8,112,9],[112,10,112,11],[113,1,113,2],[113,3,113,4],[113,5,113,6],[113,8,113,9],[113,10,113,11],[114,0,114,9],[114,10,114,11],[115,0,115,9],[115,10,115,11],[116,0,116,1],[116,2,116,3],[116,4,116,5],[116,6,116,8],[116,9,116,10],[116,11,116,13]],"flags":["formulas_cached_only"]}
[]
["分部分项工程和单价措施项目清单与计价表"]
["工程名称：DX1预留设备间增加排烟及补风系统-安装",{"$nulls":5},"标段：沈阳万博材料研究中心项目一期地下室消防验收改造工程",{"$nulls":4},"第  1  页  共  5  页"]
["序号","项目编码",null,"项目名称",null,"项目特征描述",null,"计量单位","工程量",null,"金额（元）"]
[{"$nulls":10},"综合单价",null,"合价","其中"]
[{"$nulls":13},"人工费+机械费"]
[{"$nulls":3},"DX1#通风"]
[{"$nulls":3},"补风"]
[1,"030702001010",null,"镀锌薄钢板矩形风管(δ=1.2mm以内咬口)制作、安装 长边长≤1250mm",null,"1.矩形风管\n2.镀锌钢板\n3.1250x400\n4.满足设计规范及施工要求",null,"10m2",14.6025]
[2,"030703020010",null,"阻抗式消声器安装 周长≤4000mm",null,"1.阻抗复合消声器\n2.接口尺寸1250x400\n3.满足设计规范及施工要求",null,"节",2]
[3,"030703001026",null,"碳钢调节阀安装 风管防火阀 周长≤3600mm",null,"1.防火阀\n2.常开 70℃ \n3.1250x400\n4.满足设计规范及施工要求",null,"个",2]
[4,"030503007011",null,"电动风阀执行机构",null,"1.防火阀执行机构\n2.满足设计规范及施工要求",null,"个",2]
[5,"030703001020",null,"碳钢调节阀安装 对开多叶调节阀 周长≤4000mm",null,"1.电动风阀\n2.常闭\n3.1250x400\n4.满足设计规范及施工要求",null,"个",1]
[6,"030503007013",null,"电动风阀执行机构",null,"1.电动风阀执行机构\n2.满足设计规范及施工要求",null,"个",1]
[7,"030703007006",null,"碳钢风口安装 百叶风口 周长≤4800mm",null,"1.单层百叶风口\n2.800x1000\n3.满足设计规范及施工要求",null,"个",1]
[8,"011615001001",null,"开孔(打洞) 无损切割",null,"1.砌筑墙体开方洞\n2.满足设计规范及施工要求",null,"m2",0.87]
[9,"030408008002",null,"防火堵洞 防火堵料",null,"1.封堵\n2.满足设计规范及施工要求",null,"t",0.0592]
[10,"031208003011",null,"带铝箔离心玻璃棉安装 通风管道厚度50mm",null,"1.管道保温\n2.离心玻璃棉\n3.50mm厚\n4.满足设计规范和施工要求",null,"m3",7.3]
[11,"030905003009",null,"防火控制装置调试 电动防火阀、电动排烟阀、电动正压送风阀",null,"1.防火阀、电动阀调试\n2.满足设计规范及施工要求",null,"点",2]
[{"$nulls":3},"排烟"]
["本页小计"]
[{"$nulls":11},"表—08"]
[]
["分部分项工程和单价措施项目清单与计价表"]
["工程名称：DX1预留设备间增加排烟及补风系统-安装",{"$nulls":5},"标段：沈阳万博材料研究中心项目一期地下室消防验收改造工程",{"$nulls":4},"第  2  页  共  5  页"]
["序号","项目编码",null,"项目名称",null,"项目特征描述",null,"计量单位","工程量",null,"金额（元）"]
[{"$nulls":10},"综合单价",null,"合价","其中"]
[{"$nulls":13},"人工费+机械费"]
[1,"030702001009",null,"镀锌薄钢板矩形风管(δ=1.2mm以内咬口)制作、安装 长边长≤1000mm",null,"1.矩形风管\n2.镀锌钢板\n3.1000x500\n4.满足设计规范及施工要求",null,"10m2",9.5]
[2,"030702001037",null,"镀锌薄钢板矩形风管(δ=1.2mm以内咬口)制作、安装 长边长≤1000mm",null,"1.矩形风管\n2.镀锌钢板\n3.800x320\n4.满足设计规范及施工要求",null,"10m2",7.8]
[3,"030703001029",null,"碳钢调节阀安装 风管防火阀 周长≤3600mm",null,"1.防火阀\n2.常开 280℃ \n3.800x320\n4.满足设计规范及施工要求",null,"个",2]
[4,"030503007010",null,"电动风阀执行机构",null,"1.防火阀执行机构\n2.满足设计规范及施工要求",null,"个",2]
[5,"030703001019",null,"碳钢调节阀安装 对开多叶调节阀 周长≤2800mm",null,"1.电动风阀\n2.常闭\n3.800x320\n4.满足设计规范及施工要求",null,"个",2]
[6,"030503007012",null,"电动风阀执行机构",null,"1.电动风阀执行机构\n2.满足设计规范及施工要求",null,"个",2]
[7,"030703007003",null,"碳钢风口安装 百叶风口 周长≤1800mm",null,"1.单层百叶风口\n2.300x500\n3.满足设计规范及施工要求",null,"个",12]
[8,"031208003003",null,"带铝箔离心玻璃棉安装 通风管道厚度50mm",null,"1.管道保温\n2.离心玻璃棉\n3.50mm厚\n4.满足设计规范和施工要求",null,"m3",8.6]
[9,"030905003003",null,"防火控制装置调试 电动防火阀、电动排烟阀、电动正压送风阀",null,"1.防火阀、电动阀调试\n2.满足设计规范及施工要求",null,"点",4]
[10,"011615001007",null,"开孔(打洞) 无损切割",null,"1.砌筑墙体开方洞\n2.满足设计规范及施工要求",null,"m2",1.36]
[11,"030408008006",null,"防火堵洞 防火堵料",null,"1.封堵\n2.满足设计规范及施工要求",null,"t",0.09664]
[{"$nulls":3},"DX1#挡烟垂壁"]
[1,"010803002001",null,"防火卷帘(闸)门",null,"1.挡烟垂壁",null,"100m2",0.08]
["本页小计"]
[{"$nulls":11},"表—08"]
[]
["分部分项工程和单价措施项目清单与计价表"]
["工程名称：DX1预留设备间增加排烟及补风系统-安装",{"$nulls":5},"标段：沈阳万博材料研究中心项目一期地下室消防验收改造工程",{"$nulls":4},"第  3  页  共  5  页"]
["序号","项目编码",null,"项目名称",null,"项目特征描述",null,"计量单位","工程量",null,"金额（元）"]
[{"$nulls":10},"综合单价",null,"合价","其中"]
[{"$nulls":13},"人工费+机械费"]
[{"$nulls":5},"2.厂家配套控制器\n3.满足设计规范及施工要求"]
[2,"030404017003",null,"成套配电箱安装 悬挂、嵌入式 半周长1.0m",null,"1.挡烟垂壁控制箱\n2.吊顶内安装\n3.满足设计规范及施工要求",null,"台",3]
[3,"030411001002",null,"套接紧定式镀锌钢导管(JDG)敷设 砖、混凝土结构明配 外径20mm",null,"1.JGD20\n2.吊顶内明敷\n3.满足设计规范及施工要求",null,"10m",4.81]
[4,"030411004024",null,"管内穿线 穿动力线 铜芯 导线截面≤2.5mm2",null,"1.管内穿线\n2.WDZN-BYJ-2.5\n3.满足设计规范及施工要求",null,"10m",14.5]
[5,"030905003001",null,"防火控制装置调试",null,"1.防火控制装置调试\n2.满足设计规范及施工要求",null,"点",3]
[{"$nulls":3},"DX1#消防电"]
[1,"030904008005",null,"消防专用模块(模块箱)、报警接口安装 模块 单输入单输出",null,"1.消防模块\n2.满足设计规范及施工要求",null,"个",7]
[2,"030411001191",null,"套接紧定式镀锌钢导管(JDG)敷设 砖、混凝土结构明配 外径20mm",null,"1.JGD20\n2.吊顶内明敷\n3.满足设计规范及施工要求",null,"10m",5.75]
[3,"030411004040",null,"管内穿线 穿多芯软导线 二芯 单芯导线截面≤1.5mm2",null,"1.管内穿线\n2.RVS-2x1.5\n3.满足设计规范及施工要求",null,"10m",11.5]
[4,"030905001001",null,"自动报警系统调试64点以内",null,"1.消防报警系统调试\n2.满足设计规范及施工要求",null,"系统",1]
[{"$nulls":3},"拆除、移位"]
[1,"030412004160",null,"点光源艺术装饰灯具安装 吸顶式射灯",null,"1.可调角射灯拆除\n2.满足设计规范及施工要求",null,"套",7]
[2,"030412004255",null,"点光源艺术装饰灯具安装 吸顶式射灯",null,"1.可调角射灯安装\n2.主材利旧\n3.满足设计规范及施工要求",null,"套",7]
[3,"030412004154",null,"点光源艺术装饰灯具安装 嵌入式筒灯 反射杯",null,"1.双头筒灯拆除\n2.满足设计规范及施工要求",null,"套",20]
["本页小计"]
[{"$nulls":11},"表—08"]
[]
["分部分项工程和单价措施项目清单与计价表"]
["工程名称：DX1预留设备间增加排烟及补风系统-安装",{"$nulls":5},"标段：沈阳万博材料研究中心项目一期地下室消防验收改造工程",{"$nulls":4},"第  4  页  共  5  页"]
["序号","项目编码",null,"项目名称",null,"项目特征描述",null,"计量单位","工程量",null,"金额（元）"]
[{"$nulls":10},"综合单价",null,"合价","其中"]
[{"$nulls":13},"人工费+机械费"]
[{"$nulls":3},"口径≤6英寸"]
[4,"030412004256",null,"点光源艺术装饰灯具安装 嵌入式筒灯 反射杯口径≤6英寸",null,"1.双头筒灯拆安装\n2.主材利旧\n3.满足设计规范及施工要求",null,"套",20]
[5,"030507008002",null,"监控摄像设备 半球型摄像机",null,"1.摄像头拆除\n2.满足设计规范及施工要求",null,"台",2]
[6,"030507008037",null,"监控摄像设备 半球型摄像机",null,"1.摄像头安装\n2.主材利旧\n3.满足设计规范及施工要求",null,"台",2]
[7,"030904007002",null,"消防广播(扬声器)安装 扬声器 壁挂式(3W-9W)",null,"1.广播喇叭拆除\n2.满足设计规范及施工要求",null,"个",2]
[8,"030904007004",null,"消防广播(扬声器)安装 扬声器 壁挂式(3W-9W)",null,"1.广播喇叭安装\n2.主材利旧\n3.满足设计规范及施工要求",null,"个",2]
[9,"030901003006",null,"水喷淋(雾)喷头 有吊顶 公称直径25mm以内",null,"1.喷淋头拆除\n2.满足设计规范及施工要求",null,"个",37]
[10,"030901003007",null,"水喷淋(雾)喷头 有吊顶 公称直径25mm以内",null,"1.喷淋头安装\n2.主材利旧\n3.满足设计规范及施工要求",null,"个",37]
[11,"030904001001",null,"点型探测器安装 感烟",null,"1.感烟探测器拆除\n2.满足设计规范及施工要求",null,"个",13]
[12,"030904001006",null,"点型探测器安装 感烟",null,"1.感烟探测器安装\n2.主材利旧\n3.满足设计规范及施工要求",null,"个",13]
[13,"030901001032",null,"水喷淋钢管 镀锌钢管(螺纹连接) 公称直径25mm以内",null,"1.喷淋镀锌钢管拆除\n2.DN25\n3.满足设计规范及施工要求",null,"10m",2]
[14,"030901001033",null,"水喷淋钢管 镀锌钢管(螺纹连接) 公称直径25mm以内",null,"1.喷淋镀锌钢管安装\n2.DN25\n3.主材利旧\n4.满足设计规范及施工要求",null,"10m",2]
[15,"030901001034",null,"水喷淋钢管 镀锌钢管(螺纹连接) 公称直径25mm以内",null,"1.喷淋镀锌钢管\n2.DN25\n3.新增主材\n4.满足设计规范及施工要求",null,"10m",1.7]
["本页小计"]
[{"$nulls":11},"表—08"]
[]
["分部分项工程和单价措施项目清单与计价表"]
["工程名称：DX1预留设备间增加排烟及补风系统-安装",{"$nulls":5},"标段：沈阳万博材料研究中心项目一期地下室消防验收改造工程",{"$nulls":4},"第  5  页  共  5  页"]
["序号","项目编码",null,"项目名称",null,"项目特征描述",null,"计量单位","工程量",null,"金额（元）"]
[{"$nulls":10},"综合单价",null,"合价","其中"]
[{"$nulls":13},"人工费+机械费"]
[16,"030905001011",null,"自动报警系统调试64点以内",null,"1.自动报警系统调试\n2.满足设计规范及施工要求",null,"系统",1]
[17,"030905001010",null,"火灾事故广播、消防通信系统调试 通信分机",null,"1.消防广播调试\n2.满足设计规范及施工要求",null,"部",2]
[18,"030905002002",null,"水灭火控制装置调试 自动喷水灭火系统",null,"1.喷淋系统调试\n2.满足设计规范及施工要求",null,"系统",1]
[{"$nulls":3},"安装费用"]
[1,"030704001005",null,"通风空调工程 措施项目 脚手架搭拆费",{"$nulls":3},"项",1]
[2,"030417001005",null,"电气设备安装工程 措施项目 脚手架搭拆费",{"$nulls":3},"项",1]
[3,"031212001002",null,"刷油、防腐蚀、绝热工程  措施项目 脚手架搭拆费",{"$nulls":3},"项",1]
[4,"030906001005",null,"消防工程 措施项目 脚手架搭拆费",{"$nulls":3},"项",1]
[5,"030509001005",null,"建筑智能化工程 脚手架搭拆费",{"$nulls":3},"项",1]
{"$rows_empty":13}
["本页小计"]
["合    计"]
[{"$nulls":11},"表—08"]

{"sheet":"表-11 总价措施项目清单与计价表【DX1预留设备间增加排_1","index":14,"n_rows":36,"n_cols":14,"rows_kept":36,"merged":[[0,0,0,10],[0,11,0,13],[1,0,1,13],[2,0,2,4],[2,5,2,10],[2,11,2,13],[3,1,3,2],[3,3,3,5],[3,8,3,9],[3,10,3,11],[4,1,4,2],[4,3,4,5],[4,8,4,9],[4,10,4,11],[5,1,5,2],[5,3,5,5],[5,8,5,9],[5,10,5,11],[6,1,6,2],[6,3,6,5],[6,8,6,9],[6,10,6,11],[7,1,7,2],[7,3,7,5],[7,8,7,9],[7,10,7,11],[8,1,8,2],[8,3,8,5],[8,8,8,9],[8,10,8,11],[9,1,9,2],[9,3,9,5],[9,8,9,9],[9,10,9,11],[10,1,10,2],[10,3,10,5],[10,8,10,9],[10,10,10,11],[11,1,11,2],[11,3,11,5],[11,8,11,9],[11,10,11,11],[12,1,12,2],[12,3,12,5],[12,8,12,9],[12,10,12,11],[13,1,13,2],[13,3,13,5],[13,8,13,9],[13,10,13,11],[14,1,14,2],[14,3,14,5],[14,8,14,9],[14,10,14,11],[15,1,15,2],[15,3,15,5],[15,8,15,9],[15,10,15,11],[16,1,16,2],[16,3,16,5],[16,8,16,9],[16,10,16,11],[17,1,17,2],[17,3,17,5],[17,8,17,9],[17,10,17,11],[18,1,18,2],[18,3,18,5],[18,8,18,9],[18,10,18,11],[19,1,19,2],[19,3,19,5],[19,8,19,9],[19,10,19,11],[20,1,20,2],[20,3,20,5],[20,8,20,9],[20,10,20,11],[21,1,21,2],[21,3,21,5],[21,8,21,9],[21,10,21,11],[22,1,22,2],[22,3,22,5],[22,8,22,9],[22,10,22,11],[23,1,23,2],[23,3,23,5],[23,8,23,9],[23,10,23,11],[24,1,24,2],[24,3,24,5],[24,8,24,9],[24,10,24,11],[25,1,25,2],[25,3,25,5],[25,8,25,9],[25,10,25,11],[26,1,26,2],[26,3,26,5],[26,8,26,9],[26,10,26,11],[27,1,27,2],[27,3,27,5],[27,8,27,9],[27,10,27,11],[28,1,28,2],[28,3,28,5],[28,8,28,9],[28,10,28,11],[29,1,29,2],[29,3,29,5],[29,8,29,9],[29,10,29,11],[30,1,30,2],[30,3,30,5],[30,8,30,9],[30,10,30,11],[31,1,31,2],[31,3,31,5],[31,8,31,9],[31,10,31,11],[32,1,32,2],[32,3,32,5],[32,8,32,9],[32,10,32,11],[33,1,33,2],[33,3,33,5],[33,8,33,9],[33,10,33,11],[34,1,34,2],[34,3,34,5],[34,8,34,9],[34,10,34,11],[35,0,35,7],[35,8,35,9],[35,10,35,11]],"flags":["formulas_cached_only"]}
[]
["总价措施项目清单与计价表"]
["工程名称：DX1预留设备间增加排烟及补风系统-安装",{"$nulls":4},"标段：沈阳万博材料研究中心项目一期地下室消防验收改造工程",{"$nulls":5},"第  1  页  共  1  页"]
["序号","项目编码",null,"项目名称",null,null,"计算基础","费率(%)","金额(元)",null,"调整费率(%)",null,"调整后金额(元)","备注"]
[{"$nulls":3},"一般措施项目费(不含安全施工措施费)"]
[1,"031302001001",null,"文明施工和环境保护费"]
[2,"031302005001",null,"雨季施工费"]
[{"$nulls":3},"其他措施项目费"]
[3,"031302002001",null,"夜间施工增加费和白天施工需要照明费"]
[4,"031302004001",null,"二次搬运费"]
[5,"031302005002",null,"冬季施工费"]
[6,"031302006001",null,"已完工程及设备保护费"]
[7,"041109005001",null,"市政工程（含园林绿化工程）施工干扰费"]
{"$rows_empty":22}
["合    计"]

{"sheet":"表-12 其他项目清单与计价汇总表【DX1预留设备间增加排_1","index":15,"n_rows":38,"n_cols":10,"rows_kept":38,"merged":[[0,0,0,7],[0,8,0,9],[1,0,1,9],[2,0,2,3],[2,4,2,7],[2,8,2,9],[3,0,3,1],[3,2,3,4],[3,5,3,6],[3,7,3,8],[4,0,4,1],[4,2,4,4],[4,5,4,6],[4,7,4,8],[5,0,5,1],[5,2,5,4],[5,5,5,6],[5,7,5,8],[6,0,6,1],[6,2,6,4],[6,5,6,6],[6,7,6,8],[7,0,7,1],[7,2,7,4],[7,5,7,6],[7,7,7,8],[8,0,8,1],[8,2,8,4],[8,5,8,6],[8,7,8,8],[9,0,9,1],[9,2,9,4],[9,5,9,6],[9,7,9,8],[10,0,10,1],[10,2,10,4],[10,5,10,6],[10,7,10,8],[11,0,11,1],[11,2,11,4],[11,5,11,6],[11,7,11,8],[12,0,12,1],[12,2,12,4],[12,5,12,6],[12,7,12,8],[13,0,13,1],[13,2,13,4],[13,5,13,6],[13,7,13,8],[14,0,14,1],[14,2,14,4],[14,5,14,6],[14,7,14,8],[15,0,15,1],[15,2,15,4],[15,5,15,6],[15,7,15,8],[16,0,16,1],[16,2,16,4],[16,5,16,6],[16,7,16,8],[17,0,17,1],[17,2,17,4],[17,5,17,6],[17,7,17,8],[18,0,18,1],[18,2,18,4],[18,5,18,6],[18,7,18,8],[19,0,19,1],[19,2,19,4],[19,5,19,6],[19,7,19,8],[20,0,20,1],[20,2,20,4],[20,5,20,6],[20,7,20,8],[21,0,21,1],[21,2,21,4],[21,5,21,6],[21,7,21,8],[22,0,22,1],[22,2,22,4],[22,5,22,6],[22,7,22,8],[23,0,23,1],[23,2,23,4],[23,5,23,6],[23,7,23,8],[24,0,24,1],[24,2,24,4],[24,5,24,6],[24,7,24,8],[25,0,25,1],[25,2,25,4],[25,5,25,6],[25,7,25,8],[26,0,26,1],[26,2,26,4],[26,5,26,6],[26,7,26,8],[27,0,27,1],[27,2,27,4],[27,5,27,6],[27,7,27,8],[28,0,28,1],[28,2,28,4],[28,5,28,6],[28,7,28,8],[29,0,29,1],[29,2,29,4],[29,5,29,6],[29,7,29,8],[30,0,30,1],[30,2,30,4],[30,5,30,6],[30,7,30,8],[31,0,31,1],[31,2,31,4],[31,5,31,6],[31,7,31,8],[32,0,32,1],[32,2,32,4],[32,5,32,6],[32,7,32,8],[33,0,33,1],[33,2,33,4],[33,5,33,6],[33,7,33,8],[34,0,34,1],[34,2,34,4],[34,5,34,6],[34,7,34,8],[35,0,35,1],[35,2,35,4],[35,5,35,6],[35,7,35,8],[36,0,36,1],[36,2,36,4],[36,5,36,6],[36,7,36,8],[37,0,37,4],[37,5,37,6],[37,7,37,8]],"flags":["formulas_cached_only"]}
[]
["其他项目清单与计价汇总表"]
["工程名称：DX1预留设备间增加排烟及补风系统-安装",{"$nulls":3},"标段：沈阳万博材料研究中心项目一期地下室消防验收改造工程",{"$nulls":3},"第  1  页  共  1  页"]
["序号",null,"项目名称",null,null,"金额(元)",null,"结算金额(元)",null,"备注"]
["1",null,"暂列金额",{"$nulls":6},"明细详见表-12-1"]
["2",null,"暂估价"]
["2.1",null,"材料（工程设备）暂估价",null,null,"—",{"$nulls":3},"明细详见表-12-2"]
["2.2",null,"专业工程暂估价",{"$nulls":6},"明细详见表-12-3"]
["3",null,"计日工",{"$nulls":6},"明细详见表-12-4"]
["4",null,"总承包服务费",{"$nulls":6},"明细详见表-12-5"]
["5",null,"工程担保费"]
{"$rows_empty":26}
["合    计"]

{"sheet":"表-13 规费、税金项目清单与计价表【DX1预留设备间增加_1","index":16,"n_rows":47,"n_cols":11,"rows_kept":47,"merged":[[0,0,0,7],[0,8,0,10],[1,0,1,10],[2,0,2,3],[2,4,2,7],[2,8,2,10],[3,1,3,4],[3,5,3,6],[3,7,3,8],[4,1,4,4],[4,5,4,6],[4,7,4,8],[5,1,5,4],[5,5,5,6],[5,7,5,8],[6,1,6,4],[6,5,6,6],[6,7,6,8],[7,1,7,4],[7,5,7,6],[7,7,7,8],[8,1,8,4],[8,5,8,6],[8,7,8,8],[9,1,9,4],[9,5,9,6],[9,7,9,8],[10,1,10,4],[10,5,10,6],[10,7,10,8],[11,1,11,4],[11,5,11,6],[11,7,11,8],[12,1,12,4],[12,5,12,6],[12,7,12,8],[13,1,13,4],[13,5,13,6],[13,7,13,8],[14,1,14,4],[14,5,14,6],[14,7,14,8],[15,1,15,4],[15,5,15,6],[15,7,15,8],[16,1,16,4],[16,5,16,6],[16,7,16,8],[17,1,17,4],[17,5,17,6],[17,7,17,8],[18,1,18,4],[18,5,18,6],[18,7,18,8],[19,1,19,4],[19,5,19,6],[19,7,19,8],[20,1,20,4],[20,5,20,6],[20,7,20,8],[21,1,21,4],[21,5,21,6],[21,7,21,8],[22,1,22,4],[22,5,22,6],[22,7,22,8],[23,1,23,4],[23,5,23,6],[23,7,23,8],[24,1,24,4],[24,5,24,6],[24,7,24,8],[25,1,25,4],[25,5,25,6],[25,7,25,8],[26,1,26,4],[26,5,26,6],[26,7,26,8],[27,1,27,4],[27,5,27,6],[27,7,27,8],[28,1,28,4],[28,5,28,6],[28,7,28,8],[29,1,29,4],[29,5,29,6],[29,7,29,8],[30,1,30,4],[30,5,30,6],[30,7,30,8],[31,1,31,4],[31,5,31,6],[31,7,31,8],[32,1,32,4],[32,5,32,6],[32,7,32,8],[33,1,33,4],[33,5,33,6],[33,7,33,8],[34,1,34,4],[34,5,34,6],[34,7,34,8],[35,1,35,4],[35,5,35,6],[35,7,35,8],[36,1,36,4],[36,5,36,6],[36,7,36,8],[37,1,37,4],[37,5,37,6],[37,7,37,8],[38,1,38,4],[38,5,38,6],[38,7,38,8],[39,1,39,4],[39,5,39,6],[39,7,39,8],[40,1,40,4],[40,5,40,6],[40,7,40,8],[41,1,41,4],[41,5,41,6],[41,7,41,8],[42,1,42,4],[42,5,42,6],[42,7,42,8],[43,1,43,4],[43,5,43,6],[43,7,43,8],[44,1,44,4],[44,5,44,6],[44,7,44,8],[45,1,45,4],[45,5,45,6],[45,7,45,8],[46,0,46,9]],"flags":["formulas_cached_only"]}
[]
["规费、税金项目计价表"]
["工程名称：DX1预留设备间增加排烟及补风系统-安装",{"$nulls":3},"标段：沈阳万博材料研究中心项目一期地下室消防验收改造工程",{"$nulls":3},"第  1  页  共  1  页"]
["序号","项目名称",{"$nulls":3},"计算基础",null,"计算基数",null,"计算费率(%)","金额（元）"]
["1","规费"]
["1.1","社会保障费"]
["1.2","住房公积金"]
["1.3","工程排污费"]
["1.4","其它"]
["1.5","工伤保险"]
["2","税金"]
{"$rows_empty":35}
["合    计"]

{"sheet":"表-23 主要材料和工程设备选用表【DX1预留设备间增加排_1","index":17,"n_rows":23,"n_cols":11,"rows_kept":23,"merged":[[0,0,0,10],[1,0,1,7],[1,8,1,10],[2,3,2,4],[2,7,2,8],[3,3,3,4],[3,7,3,8],[4,3,4,4],[4,7,4,8],[5,3,5,4],[5,7,5,8],[6,3,6,4],[6,7,6,8],[7,3,7,4],[7,7,7,8],[8,3,8,4],[8,7,8,8],[9,3,9,4],[9,7,9,8],[10,3,10,4],[10,7,10,8],[11,3,11,4],[11,7,11,8],[12,3,12,4],[12,7,12,8],[13,3,13,4],[13,7,13,8],[14,3,14,4],[14,7,14,8],[15,3,15,4],[15,7,15,8],[16,3,16,4],[16,7,16,8],[17,3,17,4],[17,7,17,8],[18,3,18,4],[18,7,18,8],[19,3,19,4],[19,7,19,8],[20,3,20,4],[20,7,20,8],[21,3,21,4],[21,7,21,8],[22,3,22,4],[22,7,22,8],[23,3,23,4],[23,7,23,8],[24,3,24,4],[24,7,24,8],[25,3,25,4],[25,7,25,8],[26,3,26,4],[26,7,26,8],[27,3,27,4],[27,7,27,8],[28,3,28,4],[28,7,28,8],[29,3,29,4],[29,7,29,8],[30,3,30,4],[30,7,30,8],[31,3,31,4],[31,7,31,8],[32,3,32,4],[32,7,32,8],[33,3,33,4],[33,7,33,8],[34,3,34,4],[34,7,34,8],[35,3,35,4],[35,7,35,8],[36,3,36,4],[36,7,36,8],[37,3,37,4],[37,7,37,8],[38,3,38,4],[38,7,38,8],[39,3,39,4],[39,7,39,8],[40,3,40,4],[40,7,40,8],[41,3,41,4],[41,7,41,8],[42,3,42,4],[42,7,42,8],[43,3,43,4],[43,7,43,8],[44,0,44,10]],"flags":["formulas_cached_only"]}
["主要材料和工程设备选用表"]
["工程名称：DX1预留设备间增加排烟及补风系统-安装",{"$nulls":7},"第 1 页  共 1 页"]
["序号","材料设备名称","单位","市场价",null,"数量","品牌","厂家",null,"规格型号","备注"]
[1,"槽钢","kg",{"$nulls":6},"5~16#"]
[2,"角钢","kg",{"$nulls":6},"50*5以内"]
[3,"六角螺栓带螺母","10套",{"$nulls":6},"M8*30~50"]
[4,"切割锯片","片",{"$nulls":6},"φ1000"]
[5,"电动挡烟垂壁","m2",{"$nulls":6},"电动挡烟垂壁"]
[6,"热镀锌薄钢板1.0","m2",{"$nulls":6},"1.0mm"]
[7,"热镀锌薄钢板1.0","m2",{"$nulls":6},"热镀锌薄钢板1.0"]
[8,"电动调节阀1250*400","个",{"$nulls":6},"电动调节阀1250*400"]
[9,"电动风阀800*320","个",{"$nulls":6},"电动风阀800*320"]
[10,"防火阀70℃1250*400","个",{"$nulls":6},"防火阀70℃"]
[11,"风管防火阀800*320","个",{"$nulls":6},"800*320"]
[12,"单层百叶风口300*500","个",{"$nulls":6},"单层百叶风口300*500"]
[13,"铝箔离心玻璃棉板","m3"]
[14,"离心玻璃棉50mm","m3",{"$nulls":6},"离心玻璃棉50mm"]
[15,"JDG20","m",{"$nulls":6},"JDG20"]
[16,"阻抗式消声器安装 周长≤4000mm","节"]
[17,"挡烟垂壁控制箱","台"]
[18,"防火阀阀执行机构","个"]
[19,"防火阀执行机构","个"]
[20,"电动风阀执行机构","个"]

{"sheet":"表-12 其他项目清单与计价汇总表【暂列金】","index":18,"n_rows":38,"n_cols":10,"rows_kept":38,"merged":[[0,0,0,7],[0,8,0,9],[1,0,1,9],[2,0,2,3],[2,4,2,7],[2,8,2,9],[3,0,3,1],[3,2,3,4],[3,5,3,6],[3,7,3,8],[4,0,4,1],[4,2,4,4],[4,5,4,6],[4,7,4,8],[5,0,5,1],[5,2,5,4],[5,5,5,6],[5,7,5,8],[6,0,6,1],[6,2,6,4],[6,5,6,6],[6,7,6,8],[7,0,7,1],[7,2,7,4],[7,5,7,6],[7,7,7,8],[8,0,8,1],[8,2,8,4],[8,5,8,6],[8,7,8,8],[9,0,9,1],[9,2,9,4],[9,5,9,6],[9,7,9,8],[10,0,10,1],[10,2,10,4],[10,5,10,6],[10,7,10,8],[11,0,11,1],[11,2,11,4],[11,5,11,6],[11,7,11,8],[12,0,12,1],[12,2,12,4],[12,5,12,6],[12,7,12,8],[13,0,13,1],[13,2,13,4],[13,5,13,6],[13,7,13,8],[14,0,14,1],[14,2,14,4],[14,5,14,6],[14,7,14,8],[15,0,15,1],[15,2,15,4],[15,5,15,6],[15,7,15,8],[16,0,16,1],[16,2,16,4],[16,5,16,6],[16,7,16,8],[17,0,17,1],[17,2,17,4],[17,5,17,6],[17,7,17,8],[18,0,18,1],[18,2,18,4],[18,5,18,6],[18,7,18,8],[19,0,19,1],[19,2,19,4],[19,5,19,6],[19,7,19,8],[20,0,20,1],[20,2,20,4],[20,5,20,6],[20,7,20,8],[21,0,21,1],[21,2,21,4],[21,5,21,6],[21,7,21,8],[22,0,22,1],[22,2,22,4],[22,5,22,6],[22,7,22,8],[23,0,23,1],[23,2,23,4],[23,5,23,6],[23,7,23,8],[24,0,24,1],[24,2,24,4],[24,5,24,6],[24,7,24,8],[25,0,25,1],[25,2,25,4],[25,5,25,6],[25,7,25,8],[26,0,26,1],[26,2,26,4],[26,5,26,6],[26,7,26,8],[27,0,27,1],[27,2,27,4],[27,5,27,6],[27,7,27,8],[28,0,28,1],[28,2,28,4],[28,5,28,6],[28,7,28,8],[29,0,29,1],[29,2,29,4],[29,5,29,6],[29,7,29,8],[30,0,30,1],[30,2,30,4],[30,5,30,6],[30,7,30,8],[31,0,31,1],[31,2,31,4],[31,5,31,6],[31,7,31,8],[32,0,32,1],[32,2,32,4],[32,5,32,6],[32,7,32,8],[33,0,33,1],[33,2,33,4],[33,5,33,6],[33,7,33,8],[34,0,34,1],[34,2,34,4],[34,5,34,6],[34,7,34,8],[35,0,35,1],[35,2,35,4],[35,5,35,6],[35,7,35,8],[36,0,36,1],[36,2,36,4],[36,5,36,6],[36,7,36,8],[37,0,37,4],[37,5,37,6],[37,7,37,8]],"flags":["formulas_cached_only"]}
[]
["其他项目清单与计价汇总表"]
["工程名称：暂列金",{"$nulls":3},"标段：沈阳万博材料研究中心项目一期地下室消防验收改造工程",{"$nulls":3},"第  1  页  共  1  页"]
["序号",null,"项目名称",null,null,"金额(元)",null,"结算金额(元)",null,"备注"]
["1",null,"暂列金额",null,null,30000,{"$nulls":3},"明细详见表-12-1"]
["2",null,"暂估价"]
["2.1",null,"材料（工程设备）暂估价",null,null,"—",{"$nulls":3},"明细详见表-12-2"]
["2.2",null,"专业工程暂估价",{"$nulls":6},"明细详见表-12-3"]
["3",null,"计日工",{"$nulls":6},"明细详见表-12-4"]
["4",null,"总承包服务费",{"$nulls":6},"明细详见表-12-5"]
["5",null,"工程担保费"]
{"$rows_empty":26}
["合    计"]

{"sheet":"表-13 规费、税金项目清单与计价表【暂列金】","index":19,"n_rows":47,"n_cols":11,"rows_kept":47,"merged":[[0,0,0,7],[0,8,0,10],[1,0,1,10],[2,0,2,3],[2,4,2,7],[2,8,2,10],[3,1,3,4],[3,5,3,6],[3,7,3,8],[4,1,4,4],[4,5,4,6],[4,7,4,8],[5,1,5,4],[5,5,5,6],[5,7,5,8],[6,1,6,4],[6,5,6,6],[6,7,6,8],[7,1,7,4],[7,5,7,6],[7,7,7,8],[8,1,8,4],[8,5,8,6],[8,7,8,8],[9,1,9,4],[9,5,9,6],[9,7,9,8],[10,1,10,4],[10,5,10,6],[10,7,10,8],[11,1,11,4],[11,5,11,6],[11,7,11,8],[12,1,12,4],[12,5,12,6],[12,7,12,8],[13,1,13,4],[13,5,13,6],[13,7,13,8],[14,1,14,4],[14,5,14,6],[14,7,14,8],[15,1,15,4],[15,5,15,6],[15,7,15,8],[16,1,16,4],[16,5,16,6],[16,7,16,8],[17,1,17,4],[17,5,17,6],[17,7,17,8],[18,1,18,4],[18,5,18,6],[18,7,18,8],[19,1,19,4],[19,5,19,6],[19,7,19,8],[20,1,20,4],[20,5,20,6],[20,7,20,8],[21,1,21,4],[21,5,21,6],[21,7,21,8],[22,1,22,4],[22,5,22,6],[22,7,22,8],[23,1,23,4],[23,5,23,6],[23,7,23,8],[24,1,24,4],[24,5,24,6],[24,7,24,8],[25,1,25,4],[25,5,25,6],[25,7,25,8],[26,1,26,4],[26,5,26,6],[26,7,26,8],[27,1,27,4],[27,5,27,6],[27,7,27,8],[28,1,28,4],[28,5,28,6],[28,7,28,8],[29,1,29,4],[29,5,29,6],[29,7,29,8],[30,1,30,4],[30,5,30,6],[30,7,30,8],[31,1,31,4],[31,5,31,6],[31,7,31,8],[32,1,32,4],[32,5,32,6],[32,7,32,8],[33,1,33,4],[33,5,33,6],[33,7,33,8],[34,1,34,4],[34,5,34,6],[34,7,34,8],[35,1,35,4],[35,5,35,6],[35,7,35,8],[36,1,36,4],[36,5,36,6],[36,7,36,8],[37,1,37,4],[37,5,37,6],[37,7,37,8],[38,1,38,4],[38,5,38,6],[38,7,38,8],[39,1,39,4],[39,5,39,6],[39,7,39,8],[40,1,40,4],[40,5,40,6],[40,7,40,8],[41,1,41,4],[41,5,41,6],[41,7,41,8],[42,1,42,4],[42,5,42,6],[42,7,42,8],[43,1,43,4],[43,5,43,6],[43,7,43,8],[44,1,44,4],[44,5,44,6],[44,7,44,8],[45,1,45,4],[45,5,45,6],[45,7,45,8],[46,0,46,9]],"flags":["formulas_cached_only"]}
[]
["规费、税金项目计价表"]
["工程名称：暂列金",{"$nulls":3},"标段：沈阳万博材料研究中心项目一期地下室消防验收改造工程",{"$nulls":3},"第  1  页  共  1  页"]
["序号","项目名称",{"$nulls":3},"计算基础",null,"计算基数",null,"计算费率(%)","金额（元）"]
["1","规费"]
["1.1","社会保障费"]
["1.2","住房公积金"]
["1.3","工程排污费"]
["1.4","其它"]
["1.5","工伤保险"]
["2","税金"]
{"$rows_empty":35}
["合    计"]